## MajorOutfalls_2024
Accessibility | Facility Identifier | JURISDICTI | Area (Acres) | SIZE1 | INSPECTED | GlobalID | PERSISTENTFLOW | POINT_Y | POINT_X
Difficult accessibility | DP01-12022-1 | DANA POINT | NA | 48 | 1 | {2930B26A-DE4C-4E36-8E9D-20B5B8F77DA9} | Unknown | 33.4641 | -117.7148
Difficult accessibility | DP01-12022-2 | DANA POINT | NA | 54 | 1 | {F1A20556-9AFE-4BFC-A5BD-765B4F16802D} | Unknown | 33.4665 | -117.7161
Easily accessible | DP04-12015-1 | LAGUNA BEACH | 178.9021 | 48 | 1 | {B9E368D1-0601-4D99-B7EE-076F034D1D23} | Yes | 33.5046 | -117.7474
Easily accessible | DP06-12106-1 | DANA POINT | 66.5453 | 60 | 1 | {FA96D381-A5FA-4EF8-9755-46E6C80C3DBB} | Yes | 33.4639 | -117.6884
Difficult accessibility | I00-11437-1 | LAGUNA BEACH | 605.1921 | 60 | 1 | {0D61E2AD-DA3C-4EE6-AD1B-32E44854CAA2} | Yes | 33.5335 | -117.7702
Easily accessible | I00-11453-1 | LAGUNA BEACH | 342.0895 | 48 | 1 | {171AC70D-B722-42FD-9ADA-813B331846A7} | Unknown | 33.5371 | -117.7805
Inaccessible | I00-11468-1 | LAGUNA BEACH | 223.3368 | 48 | 1 | {60A6CD6E-DA16-422B-8EDA-6D2EFD365167} | Yes | 33.5357 | -117.769
Easily accessible | I00-11518-1 | LAGUNA BEACH | 645.1607 | 84 | 1 | {77142EB8-ED5A-457E-A15B-0DA4FE92CCF2} | Unknown | 33.5297 | -117.7733
Easily accessible | I00-11518-2 | LAGUNA BEACH | NA | 48 | 1 | {43927D34-5C8D-480F-9527-A565DA0C7C0C} | Unknown | 33.5286 | -117.7726
Difficult accessibility | I01-11010-1 | LAGUNA BEACH | 12.1491 | 48 | 1 | {25FC0B7A-A34B-48D1-86FD-00FA62D21B2B} | Yes | 33.5442 | -117.7834
Easily accessible | I01-11015-2 | LAGUNA BEACH | 245.378 | 36 | 1 | {7466B2A4-CC2D-4862-BC7C-0ABA52F841B0} | Unknown | 33.5479 | -117.7815
Easily accessible | I01-11015-3 | LAGUNA BEACH | NA | 36 | 1 | {DB9C2669-FA77-4FA1-A76C-F2D11E0410E4} | Unknown | 33.5479 | -117.7815
Easily accessible | I01-11023-1 | LAGUNA BEACH | 4.2401 | 36 | 1 | {EC705F4A-8057-41AB-99F6-CDD22A7AEEDC} | Unknown | 33.5496 | -117.7803
Easily accessible | I01-11023-2 | LAGUNA BEACH | 16.8156 | 36 | 1 | {038D9EF3-E345-4A2B-A2E8-4C86B0814F1F} | Unknown | 33.5502 | -117.7796
Easily accessible | I01-11023-3 | LAGUNA BEACH | 36.1816 | 36 | 1 | {B1E7A48B-1DC2-43B1-BE7B-17B6936EF467} | Unknown | 33.5507 | -117.7789
Easily accessible | I01-11023-4 | LAGUNA BEACH | 6.4403 | 36 | 1 | {4299039A-0613-47FF-B808-7CF8CD065E00} | Unknown | 33.5512 | -117.7783
Easily accessible | I01-11023-5 | LAGUNA BEACH | 12.4467 | 36 | 1 | {37C6F748-E62C-4DCD-89A7-0CB6EFB76B47} | Unknown | 33.5512 | -117.7783
Easily accessible | I01-11059-1 | LAGUNA BEACH | 282.4437 | 60 | 1 | {C71E52F8-AC08-4469-BA89-8E02697C744D} | Unknown | 33.5536 | -117.7755
Easily accessible | I01-11059-2 | LAGUNA BEACH | 9.2878 | 36 | 1 | {8A75D24A-9302-4837-9C8D-5CEE11DCAB92} | Unknown | 33.5536 | -117.7754
Easily accessible | I01-11059-3 | LAGUNA BEACH | NA | 36 | 1 | {DB859266-5BF1-4E9B-91AB-9674CD92B469} | Unknown | 33.5537 | -117.7753
Easily accessible | I01-11065-1 | LAGUNA BEACH | NA | 36 | 1 | {343D946F-618A-4C8F-BECA-AAD6427C9CAA} | Unknown | 33.5577 | -117.7731
Easily accessible | I01-11077-1 | LAGUNA BEACH | 118.0541 | NA | 1 | {ED3BCD26-6F4E-4AE2-9C8B-80EDA743C061} | Unknown | 33.5632 | -117.768
Easily accessible | I01-11077-2 | LAGUNA BEACH | NA | 36 | 1 | {B9DC0E18-53B8-47A3-A9E6-B022A6119F8C} | Unknown | 33.5632 | -117.768
Easily accessible | I01-11093-1 | LAGUNA BEACH | 87.6328 | 36 | 1 | {A6CD0460-3E4D-434A-8EED-4ABA7D87A2EB} | Unknown | 33.5587 | -117.7726
Easily accessible | I01-11093-2 | LAGUNA BEACH | 296.7809 | 48 | 1 | {50B8F0F5-D3AB-43AA-9466-0350D018EEA8} | Unknown | 33.5627 | -117.7697
Difficult accessibility | I01-11195-2 | ALISO VIEJO | NA | NA | 1 | {86E3548C-66A9-4F7B-BC80-1C6D6520BA51} | Yes | 33.5899 | -117.7516
Easily accessible | I01-11216-1 (I02P13) | ALISO VIEJO | 231.3139 | 60 | 1 | {407CFB17-3B6F-4280-9700-B0FD229A0C5E} | Yes | 33.5987 | -117.7472
Easily accessible | I01-11216-2 (I02P12) | ALISO VIEJO | NA | 60 | 1 | {3E6152B4-AA12-4483-A315-F2A09982301C} | Yes | 33.5987 | -117.7472
Easily accessible | I01-11216-3 | ALISO VIEJO | 4.8742 | 48 | 1 | {DB80E054-4D2C-4D53-8065-26F13D35FE95} | Yes | 33.5987 | -117.7471
Easily accessible | I01-11216-4 (I02P14) | ALISO VIEJO | 66.5562 | 42 | 1 | {BD8B9607-5DAE-4D8D-9B8E-9B2DC1C2A8C1} | Yes | 33.5982 | -117.7462
Easily accessible | I01-11217-1 | ALISO VIEJO | 35.6644 | 36 | 1 | {6731B5BE-BAEC-490D-90D1-2CBFABE191C3} | Unknown | 33.5974 | -117.7463
Difficult accessibility | I01-11343-1 | LAGUNA WOODS | 33.3408 | 36 | 1 | {2889E41D-D4E7-47BA-843A-5A6D17AF80DF} | Yes | 33.6112 | -117.7552
Difficult accessibility | I01-11343-2 (I02P18) | LAGUNA WOODS | 46.811 | 48 | 1 | {9A50D575-FFD5-41A9-B523-61D9221779CD} | Yes | 33.6121 | -117.754
Easily accessible | I01-11487-1 | LAGUNA BEACH | 5606.2216 | NA | 1 | {5950041F-4A9F-49ED-994B-C50CD46C105C} | Unknown | 33.5422 | -117.7852
Easily accessible | I01-11487-2 | LAGUNA BEACH | 134.7247 | 48 | 1 | {04035718-9418-4D9D-BE25-7FB1C35BC0A0} | Yes | 33.541 | -117.7835
Easily accessible | I01-11502-1 | ALISO VIEJO | 25.925 | 36 | 1 | {C081E89B-5CDA-439B-97FB-CCA6D19E46F4} | Unknown | 33.5956 | -117.7485
Easily accessible | I01-11503-3 | ALISO VIEJO | 90.9804 | 48 | 1 | {8617AFA3-52A5-463C-8916-03BC38AAFBC4} | Yes | 33.5935 | -117.7493
Easily accessible | I01-11503-5 | ALISO VIEJO | NA | 36 | 1 | {CEFC14D7-9ED9-43A9-BA53-748978BC75CB} | Yes | 33.5935 | -117.7495
Easily accessible | J01-10004-1 (J01P01) | LAKE FOREST | 479.8878 | 96 | 1 | {2B86E2C7-7931-456A-BDF6-8E5B829C36D2} | Yes | 33.6334 | -117.6769
Easily accessible | J01-10004-2 | LAKE FOREST | 11.7622 | 42 | 1 | {FC0A0575-4F9F-4F48-92CC-AA2CA9B5047D} | Unknown | 33.6341 | -117.6747
Easily accessible | J01-10006-1 | LAKE FOREST | 23.2031 | 36 | 1 | {F79CDE56-859F-4A33-BFA7-8A7FFBF9055A} | Yes | 33.6284 | -117.6837
Easily accessible | J01-10012-3 | MISSION VIEJO | 31.1461 | 36 | 1 | {0E023D41-5A3C-41F1-98C3-7CA73337F6D9} | Unknown | 33.6692 | -117.6269
Easily accessible | J01-10017-1 (J01TBN4) | ALISO VIEJO | 17.4226 | 48 | 1 | {3A09A49C-9DAA-4A66-898F-7D6115463F96} | Yes | 33.5709 | -117.7171
Difficult accessibility | J01-10019-1 (J01P33) | ALISO VIEJO | 72.9391 | 42 | 1 | {65AB7468-482A-4869-8212-F73F5CC03224} | Yes | 33.5646 | -117.7184
Easily accessible | J01-10041-2 (J03P13) | LAGUNA NIGUEL | 374.6943 | NA | 1 | {30268716-5276-44DF-9485-87949570FB12} | Yes | 33.5526 | -117.7088
Easily accessible | J01-9005-1 (J03P05) | LAGUNA NIGUEL | 127.7904 | 54 | 1 | {BEADF14B-536C-491F-AF1C-E6C6959F66BD} | Yes | 33.5399 | -117.7042
Easily accessible | J01-9005-3 | LAGUNA NIGUEL | 201.8906 | NA | 1 | {8D0A255A-DAB2-4BAC-A4E1-414D7DD8EA41} | Yes | 33.5462 | -117.703
Easily accessible | J01-9007-1 (J02P05) | ALISO VIEJO | 145.6126 | 66 | 1 | {6367FF6D-1FC8-4E27-B1F3-A8005D44345E} | Yes | 33.5586 | -117.7378
Easily accessible | J01-9008-1 (J01P30) | ALISO VIEJO | 211.5721 | 84 | 1 | {87FF3E7F-0CD3-43AB-8A99-DD46A197D6A4} | Yes | 33.5768 | -117.7133
Difficult accessibility | J01-9031-1 | LAKE FOREST | 298.9594 | 54 | 1 | {845D0596-F79C-47AB-8A96-2BF5F46A5F2D} | Unknown | 33.6728 | -117.6388
Easily accessible | J01-9033-1 | LAKE FOREST | 41.1042 | 36 | 1 | {82959DB9-0482-452E-8715-E1BA44BC8E44} | Yes | 33.671 | -117.6263
Easily accessible | J01-9040-1 | LAKE FOREST | 146.1266 | 66 | 1 | {7E5CB88D-6665-452A-804A-655CBEAB830F} | Yes | 33.678 | -117.6235
Easily accessible | J01-9046-1 | LAKE FOREST | 65.7208 | 24 | 1 | {7B37BD5E-90A3-4DC7-8721-402EFF48BB71} | Unknown | 33.6545 | -117.6598
Easily accessible | J01-9046-2 | LAKE FOREST | 46.3638 | 42 | 1 | {2E617AF1-4DE3-4D23-81BF-39FAD4E9D040} | Unknown | 33.6545 | -117.6597
Easily accessible | J01-9046-3 | LAKE FOREST | 15.5279 | 36 | 1 | {C52723D5-88DF-4B27-A94D-AEE8BFE85FDF} | Yes | 33.6561 | -117.6594
Easily accessible | J01-9066-1 (J01P04) | MISSION VIEJO | 82.1217 | 36 | 1 | {44FB9709-D45F-44FA-A0BF-A0B51C5584F8} | Yes | 33.6093 | -117.6929
Easily accessible | J01-9066-2 (J01P03) | MISSION VIEJO | 420.3493 | 81 | 1 | {F7A1B2B3-02A7-4B84-A84B-A6BA19C83F0B} | Yes | 33.6106 | -117.6928
Easily accessible | J01-9082-2 | ALISO VIEJO | 124.6608 | 72 | 1 | {D7F5B54C-C817-44EE-AD28-FD7E7AE69350} | Yes | 33.5816 | -117.7457
Easily accessible | J01-9082-3 | ALISO VIEJO | 124.6608 | 48 | 1 | {D57375B8-DA33-4EBF-B4C6-11FF1DA7BC5E} | Unknown | 33.5816 | -117.7457
Easily accessible | J01-9082-4 | ALISO VIEJO | 124.6608 | 42 | 1 | {AFB6CBDA-AC92-4821-99CD-EDC47B411745} | Yes | 33.5816 | -117.7457
Difficult accessibility | J01-9131-1 (J01P28) | ALISO VIEJO | 286.3861 | 96 | 1 | {3F8450D4-0881-4A9D-829A-4B4707912F53} | Yes | 33.5747 | -117.7159
Easily accessible | J01-9144-1 (J01P23) | LAGUNA NIGUEL | 175.4582 | 96 | 1 | {61303168-3951-41A3-9F99-5A1FBF0706F7} | Yes | 33.5549 | -117.7189
Easily accessible | J01-9144-4 (J01P26) | ALISO VIEJO | 193.493 | 78 | 1 | {55C07C97-F5A8-4AD9-BDD6-F282EF1F22F5} | Unknown | 33.5591 | -117.7187
Easily accessible | J01-9224-1 (J01P24) | LAGUNA NIGUEL | 222.4673 | 54 | 1 | {0066DC99-7D9F-42BE-ABDB-C06A68E52A0F} | Yes | 33.5565 | -117.7178
Easily accessible | J01-9224-2 (J01P25) | LAGUNA NIGUEL | 222.4673 | 39 | 1 | {7BFD7882-593A-4F10-AAF7-CC4B57726763} | Yes | 33.5576 | -117.7177
Easily accessible | J01-9259-3 | LAKE FOREST | 140.7551 | NA | 1 | {E9D08FC2-7F70-4A86-8EF6-2A8BE2A5E6F4} | Yes | 33.6243 | -117.6899
Easily accessible | J01-9264-1 (J01P06) | LAKE FOREST | 680.9306 | 72 | 1 | {86AB9BCD-9766-418C-889A-A078524BE271} | Yes | 33.6635 | -117.6541
Easily accessible | J01-9273-1 | LAGUNA WOODS | 30.6895 | 36 | 1 | {1B614B52-1204-4A36-9937-3895C916CE39} | Yes | 33.5999 | -117.7074
Easily accessible | J01-9275-1 | LAKE FOREST | 27.099 | 36 | 1 | {D1EBB0B7-3D03-4EE5-8D43-EF34E157DB50} | Unknown | 33.6491 | -117.6613
Easily accessible | J01-9275-2 | LAKE FOREST | 42.7322 | 36 | 1 | {8DD9934B-1D0A-4A08-9886-1E1C2EF93E40} | Unknown | 33.6509 | -117.6606
Inaccessible | J01-9313-1 | ALISO VIEJO | 137.3767 | 54 | 1 | {6C557F4D-24D0-4AC7-9549-68AEDF86E4E7} | Unknown | 33.5626 | -117.7434
Easily accessible | J01-9349-1 | LAKE FOREST | 69.7067 | 36 | 1 | {0C4B2C1F-221A-4822-9ED8-4F1AF591803F} | Unknown | 33.6441 | -117.6658
Easily accessible | J01-9364-3 (J01P21) | ORANGE CO | 167.8734 | 66 | 1 | {45DC9F7E-3DD3-44F6-A4A9-350A8C32653C} | Yes | 33.5498 | -117.7213
Easily accessible | J01-9364-4 | ORANGE CO | 42.3326 | 42 | 1 | {51AB1EDB-AED9-40F1-83A8-6391511D250C} | Unknown | 33.5443 | -117.7272
Easily accessible | J01-9377-1 | LAKE FOREST | 34.4468 | 36 | 1 | {3B4E9F27-523C-4F6B-A986-26E060B631EF} | Unknown | 33.6581 | -117.6578
Easily accessible | J01-9377-2 (J01TBN8) | LAKE FOREST | 98.4184 | 48 | 1 | {0F35296A-ECE2-4C19-BD75-E6442A50F57C} | Unknown | 33.66 | -117.6534
Easily accessible | J01-9782-1 (J01TBN3) | LAKE FOREST | 30.8069 | 42 | 1 | {91E48869-6AD5-41B7-8A9B-640ED2238B02} | Unknown | 33.6328 | -117.6769
Easily accessible | J01-9785-1 | LAKE FOREST | 21.2566 | 60 | 1 | {91338D15-19F3-4699-83FA-4C17B2C07214} | Yes | 33.6172 | -117.6937
Easily accessible | J01-9992-1 (J01P27) | ALISO VIEJO | 553.8411 | 90 | 1 | {DE6D1FF7-E755-41CE-9C57-7D26DD867CD5} | Yes | 33.5733 | -117.7166
Easily accessible | J03-9215-1 | LAGUNA NIGUEL | 65.1283 | 36 | 1 | {58BF1710-6532-44A0-A4C2-487B6E14647C} | Yes | 33.5312 | -117.7057
Easily accessible | J03-9215-3 | LAGUNA NIGUEL | 155.2876 | 54 | 1 | {096C0676-4771-492B-BAA6-AA39CD7F88A8} | Yes | 33.5341 | -117.7016
Easily accessible | J03-9216-1 (J03P01) | LAGUNA NIGUEL | 13.4117 | 36 | 1 | {B312B909-A14D-4AAA-BB21-74D113055A73} | Unknown | 33.5308 | -117.7082
Easily accessible | J03-9216-2 | LAGUNA NIGUEL | 1123.286 | NA | 1 | {BDBAD671-CCD0-47D1-B121-7ED3242CBA94} | Yes | 33.528 | -117.7101
Difficult accessibility | J03-9216-5 | LAGUNA NIGUEL | NA | 36 | 1 | {17A4B537-06CB-4914-A505-354A1A88B51B} | Yes | 33.5282 | -117.7098
Easily accessible | J03-9221-1 (J03P02) | LAGUNA NIGUEL | 565.7094 | 72 | 1 | {B349E3D1-F18C-44B9-A54D-9A854691EE96} | Yes | 33.5499 | -117.7172
Easily accessible | J03-9234-5 | LAGUNA NIGUEL | 131.4997 | 48 | 1 | {0C213075-F3BE-4202-976F-D3228FB0F4F4} | Yes | 33.5198 | -117.707
Easily accessible | J03-9234-6 | LAGUNA NIGUEL | 232.0908 | 78 | 1 | {7C898AE5-6408-40A7-9258-052F87B864B0} | Yes | 33.5196 | -117.7065
Easily accessible | J03-9234-8 | LAGUNA NIGUEL | NA | 78 | 1 | {8BA658D6-F310-40D7-B7B1-E1E606ACD5A0} | Yes | 33.5199 | -117.7154
Easily accessible | J03-9368-1 (J03TBN1) | LAGUNA NIGUEL | 92.3435 | 48 | 1 | {AAC8234A-5800-4230-971C-633C406E3E23} | Yes | 33.5378 | -117.6975
Easily accessible | J03-9368-2 (J03TBN2) | LAGUNA NIGUEL | 34.2312 | 60 | 1 | {1C987AEE-54C0-42B5-B602-B59EEAD42C2F} | Yes | 33.5401 | -117.6954
Easily accessible | J04-9249-1 | LAGUNA NIGUEL | 1643.4543 | NA | 1 | {43A0D628-01FD-445E-A64B-B954122259BC} | Yes | 33.5539 | -117.7099
Unaccessible | J05-9255-1 (J05P01) | LAGUNA HILLS | 70.0451 | 36 | 1 | {E4A45859-C01A-4CBC-8954-294275402A42} | Yes | 33.5846 | -117.7064
Difficult accessibility | J05-9271-6 | LAGUNA HILLS | NA | 36 | 1 | {9F5547EB-7FE3-461F-9EBD-E58B4219028B} | Unknown | 33.5873 | -117.7045
Easily accessible | J05-9800-2 | LAGUNA HILLS | 25.4729 | 36 | 1 | {B447E738-FF4A-4052-83BC-409EFD00CC89} | Unknown | 33.5892 | -117.7016
Easily accessible | J06-10011-1 (J06P01) | ALISO VIEJO | 935.9013 | 96 | 1 | {7C52C879-6B87-4321-BC5A-53A3242DD1D9} | Yes | 33.595 | -117.7157
Easily accessible | J06-9079-1 (J06P03) | ALISO VIEJO | 365.7871 | 78 | 1 | {53829E67-0A5F-46C8-B493-01AC3AA4C5CD} | Yes | 33.5923 | -117.7156
Easily accessible | J07-9022-1 | MISSION VIEJO | 82.5238 | 30 | 1 | {02D8D354-0554-49DF-972A-8BC374B3901B} | Yes | 33.6268 | -117.6748
Easily accessible | J07-9022-6 | MISSION VIEJO | NA | 36 | 1 | {ED29B567-C00D-4966-8303-25068F8D1BA9} | Unknown | 33.6288 | -117.6662
Easily accessible | J07-9109-1 | MISSION VIEJO | NA | 36 | 1 | {3908761B-6044-44D9-8A7D-054C86F6D560} | Yes | 33.6398 | -117.6592
Easily accessible | J07-9109-2 | MISSION VIEJO | 201.6439 | 48 | 1 | {728A2E3D-7087-4CD0-B654-7272B31DFBFB} | Yes | 33.6416 | -117.6576
Easily accessible | J07-9109-4 (J07P02) | MISSION VIEJO | 394.9257 | 78 | 1 | {D0C41BF9-0216-43F4-8129-6EAC01EF1A03} | Yes | 33.6464 | -117.6558
Unsafe accessibility | J07-9110-1 | MISSION VIEJO | 102.1185 | 36 | 1 | {FF27122D-EC98-40FC-AE70-E4A3069DC586} | Yes | 33.6347 | -117.6635
Easily accessible | J07-9110-2 | MISSION VIEJO | 133.3909 | 48 | 1 | {E0B5BFB0-FF67-482C-B2DA-0715F995C4FF} | Yes | 33.6361 | -117.6622
Easily accessible | J07-9110-3 | MISSION VIEJO | 61.68 | 36 | 1 | {07F87B16-7752-4E0E-8F95-EF62C174A7F6} | Yes | 33.6396 | -117.6593
Easily accessible | K01-12032-2 (K01P11) | LAGUNA NIGUEL | 126.8472 | 48 | 1 | {E67A1268-C953-4917-B816-D1F3A4A6B507} | Yes | 33.5169 | -117.7177
Easily accessible | K01-12036-1 | LAGUNA NIGUEL | 137.8053 | 39 | 1 | {492C91F2-212B-4A73-AC7B-107B61D9565F} | Yes | 33.5071 | -117.7189
Easily accessible | K01-12036-10 | LAGUNA NIGUEL | 185.3717 | 54 | 1 | {27FDF89D-E07B-4D2F-B470-DABB97A9B098} | Yes | 33.5122 | -117.7167
Easily accessible | K01-12036-5 | LAGUNA NIGUEL | 28.0763 | 42 | 1 | {70D2A74D-50ED-4574-A929-01CB7DE7D000} | Yes | 33.5117 | -117.718
Difficult accessibility | K01-12058-1 (K01P08) | LAGUNA NIGUEL | 329.5214 | 72 | 1 | {4C787A96-7840-4AA0-A3A0-EED192734DC5} | Yes | 33.5113 | -117.6946
Difficult accessibility | K01-12058-2 (K01P09) | LAGUNA NIGUEL | 303.0525 | 72 | 1 | {C0A795C3-4CA5-4BFE-8231-8B5C12D45F49} | Yes | 33.5112 | -117.6946
Easily accessible | K01-12062-1 | LAGUNA NIGUEL | 258.8412 | 72 | 1 | {DC0E267C-D89F-4834-A9CC-2BD31EFE7608} | Yes | 33.5091 | -117.6907
Difficult accessibility | K01-12126-1 (K01S01) | DANA POINT | 885.2525 | 120 | 1 | {4B95CAAB-3599-40EF-9AEE-7EB6755113A0} | Yes | 33.484 | -117.7199
Easily accessible | K01-12138-1 (K01TBN1) | LAGUNA NIGUEL | 90.8322 | 42 | 1 | {7ED3F0F9-CFEC-4D38-9A33-AE41DCBA38E4} | Yes | 33.512 | -117.6971
Easily accessible | K01-12155-1 | LAGUNA NIGUEL | 63.7581 | 36 | 1 | {EBDB95ED-DC08-4DB5-AB03-DFC2113EF527} | Unknown | 33.4992 | -117.7202
Inaccessible | K01-12155-5 | LAGUNA NIGUEL | 147.0456 | 48 | 1 | {F833764D-81C4-470D-A336-B65195ACDDC4} | Unknown | 33.5023 | -117.72
Difficult accessibility | K01-12156-1 | LAGUNA NIGUEL | 88.3878 | 42 | 1 | {5534FF00-8FE3-41EF-BF46-3A596527C17F} | Yes | 33.4969 | -117.7129
Unsafe accessibility | K01-12156-3 | LAGUNA NIGUEL | 130.1207 | 39 | 1 | {F7D4DE70-C4F6-4DB8-9F42-612475714A9C} | Unknown | 33.5041 | -117.7095
Easily accessible | K01-12156-6 | LAGUNA NIGUEL | NA | 90 | 1 | {6FB4B9E1-BF9D-41E3-9F3C-703D525B54CD} | Yes | 33.4953 | -117.7149
Easily accessible | K01-12159-2 | DANA POINT | NA | 96 | 1 | {65F1D30E-87BC-47F7-B9E2-465FBE713D1F} | Yes | 33.4824 | -117.7204
Easily accessible | K01-12159-3 | DANA POINT | NA | 48 | 1 | {1F0E78FB-3598-45E9-815F-9C59DD96DF84} | Yes | 33.4826 | -117.7204
Easily accessible | K01-12177-1 (K01P07) | LAGUNA NIGUEL | 512.431 | 78 | 1 | {162A0934-2B45-4BAA-AE44-99D3683A47DD} | Yes | 33.5086 | -117.7074
Difficult accessibility | L01-125-1 | RANCHO SANTA MARGARITA | 362.0758 | 66 | 1 | {5903AEF4-DE41-446D-A41A-D3014DC8AD95} | Yes | 33.6513 | -117.5671
Difficult accessibility | L01-125-2 | RANCHO SANTA MARGARITA | 113.2705 | 45 | 1 | {DD113CF9-A134-4437-879D-CFE4C8EED772} | Yes | 33.6554 | -117.5593
Inaccessible | L01-125-3 | RANCHO SANTA MARGARITA | 69.2667 | 42 | 1 | {33F2DC65-D927-4563-A681-F329D3F84B4B} | Unknown | 33.6553 | -117.5642
Difficult accessibility | L01-218-1 | RANCHO SANTA MARGARITA | 66.551 | 42 | 1 | {D9AB8BDF-6FF9-4F23-895B-E154A03243AF} | Yes | 33.6318 | -117.5633
Difficult accessibility | L01-218-2 | RANCHO SANTA MARGARITA | 32.5631 | 36 | 1 | {36EB35B0-30D7-472E-B8A6-28D21FB8C159} | Yes | 33.6333 | -117.5644
Easily accessible | L01-218-3 | RANCHO SANTA MARGARITA | 58.5951 | 42 | 1 | {25F85F71-7FE3-41F6-8378-9EEFE4D6A956} | Yes | 33.6383 | -117.5673
Easily accessible | L01-218-4 | RANCHO SANTA MARGARITA | 37.3315 | 36 | 1 | {D52E55F3-6949-417B-9C1F-389593FDF685} | Yes | 33.6386 | -117.5692
Difficult accessibility | L01-223-1 (L08TBN1) | RANCHO SANTA MARGARITA | 136.8792 | 60 | 1 | {920D2923-A87E-4A8C-864D-656B0F11E23F} | Yes | 33.6207 | -117.5646
Easily accessible | L01-242-1 (L07P16) | ORANGE CO | 196.9694 | 54 | 1 | {05755366-E1F2-43BB-A1D6-AC836A44F681} | Yes | 33.6147 | -117.5826
Easily accessible | L01-261-1 | ORANGE CO | 149.6387 | 66 | 1 | {01783387-75A4-429B-918B-074CD3332D70} | Yes | 33.613 | -117.5836
Easily accessible | L01-303-1 | ORANGE CO | NA | 51 | 1 | {4DB1E7DE-3FD5-4696-8101-98BEA4A83871} | Yes | 33.5891 | -117.5845
Inaccessible | L01-303-2 | ORANGE CO | NA | 56 | 1 | {DAFC646C-2E59-4F16-8AFD-87B9CAE3A703} | Yes | 33.5929 | -117.5851
Inaccessible | L01-303-3 | ORANGE CO | NA | 36 | 1 | {688139FB-EB67-42AA-848F-C55BF48E6B28} | Unknown | 33.5953 | -117.5841
Inaccessible | L01-303-4 | ORANGE CO | NA | 60 | 1 | {DB68879F-B851-41C0-A2C5-D131F57A6ECE} | Unknown | 33.596 | -117.5846
Difficult accessibility | L01-303-5 | ORANGE CO | NA | 70 | 1 | {77F01F3D-4632-4CFC-AF1B-CCA5EBF929DB} | Yes | 33.5997 | -117.5843
Easily accessible | L01-335-1 | ORANGE CO | 442.4725 | 72 | 1 | {6D056363-053F-45F5-B22A-6CAFD80C097C} | Yes | 33.5778 | -117.6128
Easily accessible | L01-335-2 | ORANGE CO | NA | 36 | 1 | {65AC036E-2F1F-4616-A08A-A4E7B1D38A11} | Unknown | 33.5774 | -117.6127
Easily accessible | L01-340-1 | ORANGE CO | 169.4717 | 90 | 1 | {F1CABFEE-57C0-45D7-805A-974B2EF723C4} | Yes | 33.587 | -117.5954
Difficult accessibility | L01-372-1 | ORANGE CO | 117.6149 | 42 | 1 | {0562EDDC-63AD-4A1F-8BB1-E41C2E082A28} | Yes | 33.5687 | -117.5854
Difficult accessibility | L01-391-1 | ORANGE CO | 29.9585 | 36 | 1 | {6ACA9BF4-266E-4C31-8EE3-75E5E450E45E} | Yes | 33.5761 | -117.5859
Easily accessible | L01-391-3 | ORANGE CO | 85.5083 | 42 | 1 | {D41F3C53-33B2-4B80-AB83-E479787A54C2} | Unknown | 33.5784 | -117.5868
Easily accessible | L01-399-1 | ORANGE CO | NA | 36 | 1 | {9F273F46-123A-4CB8-88E1-327AB79BEDBA} | Unknown | 33.5632 | -117.5465
Easily accessible | L01-399-2 | ORANGE CO | NA | 54 | 1 | {02BEB49C-F068-46E2-825C-68BD9C28CB4E} | Unknown | 33.5627 | -117.5467
Easily accessible | L01-404-1 | ORANGE CO | 237.7904 | 72 | 1 | {CDCEA1A5-E306-47B2-8945-27B1CD159C10} | Yes | 33.5645 | -117.5858
Easily accessible | L01-404-2 | ORANGE CO | NA | 72 | 1 | {1E7BFD35-867B-41B5-9FF2-898F561EE27E} | Yes | 33.5634 | -117.5855
Easily accessible | L01-414-1 | ORANGE CO | 41.3749 | 36 | 1 | {68338A6C-A350-4B2E-90E5-C3AA59C3D9A8} | Yes | 33.5617 | -117.5905
Easily accessible | L01-414-2 | ORANGE CO | 6.9204 | 36 | 1 | {424C51CE-5569-476A-8035-40A7D01575A0} | Unknown | 33.5649 | -117.5921
Easily accessible | L01-414-3 | ORANGE CO | 86.8483 | 60 | 1 | {834FBB7A-F243-4A65-80C6-AE688690CC0C} | Yes | 33.5668 | -117.5924
Difficult accessibility | L01-458-1 | ORANGE CO | 600.4553 | 96 | 1 | {12B3B591-46D7-4C09-AEF9-0205FDAAC85B} | Unknown | 33.525 | -117.6151
Easily accessible | L01-471-1 | ORANGE CO | 319.3315 | 60 | 1 | {1506D8A1-1F63-4CAD-971D-6107A4006B15} | Unknown | 33.5256 | -117.5973
Difficult accessibility | L01-494-1 | ORANGE CO | 298.6999 | 108 | 1 | {8ACA8CDD-8242-491B-B115-35F97FCC3354} | Yes | 33.5285 | -117.6076
Difficult accessibility | L01-514-1 | ORANGE CO | 267.4071 | 72 | 1 | {7A6C6799-AB04-4589-9958-5C84F3951CFC} | Yes | 33.5239 | -117.6229
Easily accessible | L01-517-1 | SAN JUAN CAPISTRANO | 163.6332 | 60 | 1 | {CD0E12FD-1932-4531-BF8C-AE40939F31B4} | Unknown | 33.5187 | -117.6257
Easily accessible | L01-517-2 | SAN JUAN CAPISTRANO | NA | 60 | 1 | {E56548DF-493B-422E-A5B8-8731DDBDFE40} | Unknown | 33.5186 | -117.6257
Easily accessible | L01-517-3 | ORANGE CO | 603.8363 | 60 | 1 | {6F4B7E90-A083-4289-A5D6-7E68F3E03AB8} | Unknown | 33.5227 | -117.6203
Difficult accessibility | L01-517-6 | ORANGE CO | 13.854 | 60 | 1 | {E5E98A69-01CF-4012-9B40-92C07976275C} | Unknown | 33.5241 | -117.619
Difficult accessibility | L01-517-7 | ORANGE CO | 141.909 | 54 | 1 | {91F7E163-76E3-4E60-AF6E-ABEF81E97F26} | Unknown | 33.5242 | -117.6195
Easily accessible | L01-517-8 | SAN JUAN CAPISTRANO | NA | 60 | 1 | {01A02819-9301-488A-B748-0623EE010001} | Unknown | 33.5187 | -117.6245
Easily accessible | L01-556-1 | SAN JUAN CAPISTRANO | 96.7368 | 36 | 1 | {4FE0C734-3649-4717-871F-7A7EB924A050} | Unknown | 33.5055 | -117.6451
Easily accessible | L01-601-1 | SAN JUAN CAPISTRANO | 10.8002 | 42 | 1 | {6E297702-950B-4ECB-93F7-6D8CE2CE5D00} | Unknown | 33.4817 | -117.6779
Difficult accessibility | L01-602-2 | SAN JUAN CAPISTRANO | 2.6273 | 36 | 1 | {99C5D60F-3F09-4BFF-AE19-4319471F81EF} | Yes | 33.4983 | -117.6537
Easily accessible | L01-618-1 | SAN JUAN CAPISTRANO | 92.6229 | 60 | 1 | {6BB44A0A-D350-479C-9FC0-20CB027EB52D} | Yes | 33.5 | -117.6522
Difficult accessibility | L01-618-2 | SAN JUAN CAPISTRANO | 399.4921 | 96 | 1 | {DBB6D67B-D85C-4FC2-AE21-A7AD70D991C8} | Yes | 33.5005 | -117.6504
Inaccessible | L01-618-3 | SAN JUAN CAPISTRANO | 6.928 | 36 | 1 | {A981599B-D002-446E-B808-453E58ACEA12} | Unknown | 33.5016 | -117.65
Unsafe accessibility | L01-618-4 | SAN JUAN CAPISTRANO | 108.6794 | 36 | 1 | {6CAF875E-8955-448F-B3BC-D7F75183DDDE} | Unknown | 33.5025 | -117.6485
Easily accessible | L01-618-5 (L01S09) | SAN JUAN CAPISTRANO | 393.006 | NA | 1 | {DB6B9824-56ED-459B-A97E-F9966647E89B} | Yes | 33.502 | -117.6481
Easily accessible | L01-724-1 (L01S01) | SAN JUAN CAPISTRANO | 283.409 | NA | 1 | {8A859AA8-432F-48A4-B9EF-89E317C329D5} | Yes | 33.4832 | -117.6771
Easily accessible | L01-724-2 | SAN JUAN CAPISTRANO | 16.1979 | 48 | 1 | {9AFBCAFD-4410-42DD-A83A-9F170C6B1FBA} | Unknown | 33.4835 | -117.6772
Easily accessible | L01-724-4 (L01P03) | SAN JUAN CAPISTRANO | 349.7219 | 96 | 1 | {1A565B60-44E0-4E2C-84FE-2362549F11C4} | Yes | 33.4847 | -117.6753
Easily accessible | L01-726-2 | DANA POINT | 2.5149 | 36 | 1 | {2E54A407-3CB1-4115-BE98-54634E27A6A6} | Unknown | 33.4749 | -117.6795
Easily accessible | L01-726-3 | DANA POINT | 11.8857 | 48 | 1 | {B22F4F14-A3E0-4A9A-9F0F-891910B4EB75} | Unknown | 33.4752 | -117.6788
Easily accessible | L01-726-5 | DANA POINT | 68.9071 | 54 | 1 | {2B22BC20-4B7A-42C3-8427-8487ACC1F123} | Yes | 33.4758 | -117.6793
Easily accessible | L01-726-6 | DANA POINT | 6.2131 | 48 | 1 | {D64CBB08-F94D-40E2-BF24-D05C3319C2F7} | Unknown | 33.4762 | -117.6792
Easily accessible | L01-726-7 | DANA POINT | 5.7442 | 48 | 1 | {18A42986-EA31-4E07-A4F6-D18E1CBDE933} | Unknown | 33.4769 | -117.6784
Easily accessible | L01-726-8 | SAN JUAN CAPISTRANO | 32.3289 | 54 | 1 | {88ED161A-736E-448B-AF46-40F0E8C2F54E} | Unknown | 33.4785 | -117.6787
Easily accessible | L01-726-9 | SAN JUAN CAPISTRANO | 89.2724 | 48 | 1 | {8940546C-B67E-42D6-9426-7F1E9452BFE1} | Unknown | 33.4784 | -117.6781
Easily accessible | L01-727-1 (L01S04) | DANA POINT | 458.4027 | 96 | 1 | {798A1AA2-7443-4216-9DB2-0FB1B57E4222} | Unknown | 33.4712 | -117.681
Easily accessible | L01-727-2 | DANA POINT | 0.72724 | 36 | 1 | {B9983359-9D26-40FE-905C-4936B6ED0548} | Unknown | 33.4742 | -117.6797
Easily accessible | L01-727-3 | DANA POINT | 4.7402 | 36 | 1 | {F5B625B6-1B6F-4CA5-84AD-4CBD11F17148} | Unknown | 33.4715 | -117.6801
Difficult accessibility | L01-728-2 | DANA POINT | 95.973 | 54 | 1 | {A59E35B2-C9EC-4E24-9DB6-266C60FCB072} | Yes | 33.4647 | -117.6822
Easily accessible | L01-728-3 (L01S02) | DANA POINT | 1014.0186 | NA | 1 | {2A977DCC-7E53-4D85-94F4-061F90A75327} | Yes | 33.4655 | -117.6821
Easily accessible | L01-728-4 | DANA POINT | 79.2189 | 30 | 1 | {87F2F346-2A95-465B-9529-A030D3DAEC5F} | Unknown | 33.4667 | -117.6826
Easily accessible | L01-728-5 (L01-DP) | DANA POINT | 24.7237 | 60 | 1 | {239C7351-6675-4B26-B959-1D8B4D6371A5} | Yes | 33.4682 | -117.6822
Easily accessible | L01-728-6 | DANA POINT | 4.4659 | 36 | 1 | {997F43C3-4A2E-4C65-8310-72694AD8EF59} | Unknown | 33.4697 | -117.6809
Easily accessible | L01-728-8d | DANA POINT | NA | 36 | 1 | {7A1311A3-7766-418C-8495-C9A419F65188} | Unknown | 33.4607 | -117.6774
Easily accessible | L01-728-9 | DANA POINT | NA | 36 | 1 | {74BEFDA9-4138-4459-9D5E-A60F88FD79B2} | Unknown | 33.4708 | -117.6811
Difficult accessibility | L01-730-1 | RANCHO SANTA MARGARITA | 32.5824 | 36 | 1 | {58435AF7-EDAB-42CB-9CEF-56F94E800788} | Yes | 33.6243 | -117.5639
Difficult accessibility | L01-731-1 (L08TBN2) | RANCHO SANTA MARGARITA | 1093.3047 | 108 | 1 | {3FE0C68B-3BC3-480E-9B51-1965BD8A122E} | Yes | 33.6252 | -117.566
Easily accessible | L01-733-2 | ORANGE CO | 120.4292 | 48 | 1 | {0730A3D5-1756-4C6A-B21F-59D067D3F0B4} | Yes | 33.6205 | -117.5827
Easily accessible | L01-733-4 | ORANGE CO | 50.6873 | 36 | 1 | {ED00D5DA-856D-4A09-BD27-B31F6E37C9A8} | Unknown | 33.6223 | -117.5767
Easily accessible | L01-733-5 | ORANGE CO | NA | 36 | 1 | {9C18A820-40CA-4CA4-B141-8DA9C8401AC6} | Unknown | 33.6223 | -117.5767
Easily accessible | L01-733-7 | ORANGE CO | NA | 36 | 1 | {A7A8FD25-EE3B-48B7-BEA2-B78102735AA7} | Yes | 33.6155 | -117.5824
Easily accessible | L01-747-1 | SAN JUAN CAPISTRANO | 132.6155 | 48 | 1 | {5F6222C0-DE3F-465B-ACE2-7BCF51145055} | Yes | 33.5089 | -117.6345
Difficult accessibility | L01-747-2 | SAN JUAN CAPISTRANO | 240.6167 | 84 | 1 | {09587147-64CF-499E-B6F3-CA0AB4A5BB40} | Yes | 33.5106 | -117.633
Easily accessible | L01-748-1 | SAN JUAN CAPISTRANO | 99.9179 | 36 | 1 | {A91AE436-24A4-4432-8197-13B5F01E53A6} | Unknown | 33.504 | -117.6428
Easily accessible | L01-748-2 | SAN JUAN CAPISTRANO | NA | 36 | 1 | {DBC981FA-992C-4171-A16D-E171B6935A16} | Yes | 33.5041 | -117.6428
Easily accessible | L01-749-2d | SAN JUAN CAPISTRANO | NA | 36 | 1 | {F974B699-BEF5-4874-8BF5-762E5BABC0EC} | Yes | 33.5077 | -117.6403
Easily accessible | L01-749-3 | SAN JUAN CAPISTRANO | 41.9301 | 48 | 1 | {F283626A-51CD-43CB-A8FF-746A67B87B2B} | Unknown | 33.5082 | -117.6389
Easily accessible | L01-749-5 | SAN JUAN CAPISTRANO | NA | 48 | 1 | {AAAA11DA-67C2-4E13-B18E-11AAEBB0B8F5} | Unknown | 33.5092 | -117.6364
Easily accessible | L01-760-1 | ORANGE CO | 33.5105 | 48 | 1 | {304B7146-FAA4-4C9E-85D8-E0AE384F357F} | Yes | 33.5655 | -117.5889
Easily accessible | L01-760-2 | ORANGE CO | 32.5743 | 60 | 1 | {2E56C3AD-25AB-4A1C-95D5-7D91A1E793FA} | Yes | 33.5683 | -117.5876
Easily accessible | L01-766-2 (L01S06) | SAN JUAN CAPISTRANO | 245.4062 | NA | 1 | {6B1E2EC8-33C0-45FC-B9F2-95DAAD8E87F9} | Unknown | 33.4859 | -117.6721
Easily accessible | L01-766-3 | SAN JUAN CAPISTRANO | 369.9802 | NA | 1 | {36C58593-1762-4673-9666-5809B7EDC846} | Yes | 33.486 | -117.6703
Difficult accessibility | L01-766-4 | SAN JUAN CAPISTRANO | 25.873 | 48 | 1 | {48ACB168-9928-43C5-AAD8-5119F46F8CD3} | Unknown | 33.4877 | -117.6676
Difficult accessibility | L01-766-5 | SAN JUAN CAPISTRANO | 63.9758 | 60 | 1 | {318F725A-895C-4980-B214-CEAEA72603EF} | Unknown | 33.4875 | -117.6668
Easily accessible | L01-766-7 | SAN JUAN CAPISTRANO | 56.7331 | 42 | 1 | {2A3C4022-F5F9-4E4D-864F-F04AB86095CF} | Unknown | 33.4923 | -117.6632
Easily accessible | L01-766-8 | SAN JUAN CAPISTRANO | NA | 36 | 1 | {F793BB7D-2AA5-48FA-8294-218E3F3B93B5} | Unknown | 33.4926 | -117.6623
Easily accessible | L01-766-9 | SAN JUAN CAPISTRANO | NA | 58 | 1 | {897EC9EE-5CAB-4DFE-896A-03DD917D9C2F} | Yes | 33.4965 | -117.6556
Difficult accessibility | L02-166-1 (L02PXX) | RANCHO SANTA MARGARITA | 77.2838 | 54 | 1 | {16A76DB0-63C1-4ED7-8125-2F40FB1F2F53} | Unknown | 33.6365 | -117.6196
Easily accessible | L02-166-2 (L02P25) | RANCHO SANTA MARGARITA | 363.9529 | 90 | 1 | {FF3574C5-E460-4A7F-94BD-7DEF35298977} | Unknown | 33.6376 | -117.6179
Easily accessible | L02-166-3 (L02P26) | RANCHO SANTA MARGARITA | 494.6852 | 96 | 1 | {AED9AC9A-14FC-4E0A-BDF2-5D947063BA3D} | Yes | 33.6446 | -117.6138
Easily accessible | L02-198-1 (L02P29) | RANCHO SANTA MARGARITA | NA | 36 | 1 | {B9C33AB1-61DE-417E-AE9D-511CF2D50E19} | Yes | 33.609 | -117.6262
Difficult accessibility | L02-204-1 (L02P45) | RANCHO SANTA MARGARITA | 53.9821 | 42 | 1 | {41CB5673-9B11-493E-B0F9-13C85AD6312E} | Unknown | 33.6191 | -117.6233
Easily accessible | L02-246-1 (L11P01) | RANCHO SANTA MARGARITA | 228.0301 | 66 | 1 | {47F2CB46-F01F-4454-981E-098E7CCE32F4} | Yes | 33.6105 | -117.6166
Easily accessible | L02-344-1 | ORANGE CO | 178.3183 | 72 | 1 | {AE100243-D2E2-4C52-A74B-B024BF8A3C36} | Unknown | 33.592 | -117.6287
Easily accessible | L02-344-2 | ORANGE CO | NA | 40 | 1 | {E885A8CA-0AA1-47CD-A582-4DCD7E616FC7} | Yes | 33.5919 | -117.6286
Easily accessible | L02-359-1 (L02P43) | ORANGE CO | 92.4575 | 45 | 1 | {5281A820-F1BE-47B1-99ED-ECE4A151A02B} | Yes | 33.5785 | -117.6402
Difficult accessibility | L02-366-1 (MVL02P14) | MISSION VIEJO | 198.8224 | 72 | 1 | {34BE191E-FD69-4347-A83F-3FDAA41E39CE} | Yes | 33.5703 | -117.651
Easily accessible | L02-374-1 (L02P50) | ORANGE CO | 456.482 | 102 | 1 | {5DF64E4A-01D2-4F6C-919E-DCBB0BDD3E55} | Yes | 33.5699 | -117.646
Easily accessible | L02-374-2 (MVL02P20) | ORANGE CO | 84.3377 | 48 | 1 | {B1A00FFE-8CDF-4358-8FDF-A6FA58C9C0BA} | Unknown | 33.5728 | -117.6456
Easily accessible | L02-396-1 | MISSION VIEJO | 193.7353 | 64 | 1 | {516167D7-3F5E-403F-A9CA-5AC1AB5EBF37} | Yes | 33.5635 | -117.6538
Easily accessible | L02-401-1 | ORANGE CO | 199.4849 | 60 | 1 | {14FA5899-75CF-4C8D-8DBB-69BF4CCF982A} | Yes | 33.562 | -117.6523
Easily accessible | L02-401-2 (COL02P55) | ORANGE CO | 116.8631 | 42 | 1 | {6D0EBCA6-4D3F-4C1C-894E-0641CFB65C37} | Yes | 33.5625 | -117.6507
Unsafe accessibility | L02-502-1 | SAN JUAN CAPISTRANO | 371.7263 | NA | 1 | {80AEE061-5CEE-4A9A-91C8-024626A1725A} | Unknown | 33.5246 | -117.6684
Difficult accessibility | L02-502-5 | SAN JUAN CAPISTRANO | NA | 48 | 1 | {3912E472-E933-4D2C-AB01-D62EBFBB52E2} | Unknown | 33.5271 | -117.6699
Inaccessible | L02-502-6 | SAN JUAN CAPISTRANO | 39.5753 | 48 | 1 | {C5BC5588-D77D-4EF7-9CE0-E8B1DCFE0385} | Unknown | 33.5305 | -117.6692
Easily accessible | L02-541-2 | SAN JUAN CAPISTRANO | 7.0681 | 48 | 1 | {80D3DC2F-82C1-41D7-B291-FBE03B0CC399} | Unknown | 33.4982 | -117.6658
Easily accessible | L02-541-6 | SAN JUAN CAPISTRANO | 17.6249 | 48 | 1 | {182F8328-651A-4982-91BA-8A69837B2509} | Yes | 33.4998 | -117.6661
Easily accessible | L02-541-7 | SAN JUAN CAPISTRANO | 24.7755 | 36 | 1 | {610DC3A7-793E-4344-A914-88E70E636144} | Unknown | 33.4999 | -117.6665
Easily accessible | L02-541-9 (L02P02) | SAN JUAN CAPISTRANO | 222.3652 | NA | 1 | {6FE5A355-7E45-4A1E-8A7B-8CD7AB8F0640} | Yes | 33.504 | -117.6675
Easily accessible | L02-571-1 | SAN JUAN CAPISTRANO | 36.0337 | 48 | 1 | {63E80B56-44CC-47BE-96A0-96E180F51F4A} | Unknown | 33.4909 | -117.6661
Easily accessible | L02-571-3 | SAN JUAN CAPISTRANO | 7.4311 | 42 | 1 | {3871EFB2-8754-476F-9342-3419290C4138} | Yes | 33.4953 | -117.6658
Easily accessible | L02-571-5 (L02TBN2) | SAN JUAN CAPISTRANO | 220.7886 | 78 | 1 | {84E0BC14-2EA7-43A4-9B95-F0347A2814D5} | Yes | 33.4977 | -117.666
Difficult accessibility | L02-622-1 (L02P28) | RANCHO SANTA MARGARITA | 256.932 | 54 | 1 | {A8A6C5E9-EB4C-4FB5-8B4D-A18B9FBF9A32} | Unknown | 33.6359 | -117.6158
Difficult accessibility | L02-622-2 (L02P32) | RANCHO SANTA MARGARITA | 571.5419 | 72 | 1 | {5F2234C7-A979-43B9-AF39-605D9C45E5BC} | Yes | 33.6472 | -117.6025
Unsafe accessibility | L02-640-1 (L11P02) | RANCHO SANTA MARGARITA | 508.8456 | 90 | 1 | {8E259E70-CE94-4F00-A10B-A23719A46C04} | Unknown | 33.6188 | -117.6092
Easily accessible | L02-641-1 | RANCHO SANTA MARGARITA | 926.345 | 96 | 1 | {7DFD67EB-AD81-432B-9BA4-25696CAD78C5} | Yes | 33.6311 | -117.5949
Easily accessible | L02-641-2 | RANCHO SANTA MARGARITA | 926.345 | 96 | 1 | {940E7A8B-73AA-47EA-96AA-2A8B9F4D5926} | Yes | 33.6311 | -117.5948
Easily accessible | L03-074-1 (L03B01) | MISSION VIEJO | 303.1096 | 60 | 1 | {49BB3F7E-1B73-4CC3-93B9-49EF1F708BBE} | Yes | 33.6383 | -117.6388
Easily accessible | L03-074-2 | MISSION VIEJO | NA | 42 | 1 | {6A5E6BA4-3561-44F0-907D-3D9775BDE62E} | Yes | 33.6395 | -117.6418
Easily accessible | L03-141-1 | MISSION VIEJO | 896.1474 | 84 | 1 | {14CC37CD-8D1D-4824-B51F-D5A645DF23CC} | Yes | 33.6566 | -117.6344
Difficult accessibility | L03-141-2 | MISSION VIEJO | NA | 43 | 1 | {F5FE5213-7964-43D8-9FCF-D95DAD36D8E5} | Yes | 33.6566 | -117.6344
Difficult accessibility | L03-141-3 | MISSION VIEJO | NA | 60 | 1 | {E9C93353-55FF-4789-80D4-68FBA02BD5E3} | Yes | 33.6566 | -117.6344
Inaccessible | L03-142-1 (L03P24) | RANCHO SANTA MARGARITA | 255.6288 | 66 | 1 | {82E345FE-8901-4935-B75E-BDD689E85A6F} | Unknown | 33.6684 | -117.6208
Easily accessible | L03-172-2 | MISSION VIEJO | 46.5085 | 36 | 1 | {F5690724-C245-4E1E-8E50-C527FA115971} | Yes | 33.6515 | -117.6388
Difficult accessibility | L03-172-3 | MISSION VIEJO | NA | 42 | 1 | {B1EF7D05-C4F9-490F-9BA9-7AFF1949A39B} | Yes | 33.6515 | -117.6375
Easily accessible | L03-214-2 (L03P18) | MISSION VIEJO | 3541.1849 | 96 | 1 | {694200E0-F61E-493C-B4FD-35F10C96F460} | Yes | 33.6237 | -117.6423
Easily accessible | L03-240-1 | MISSION VIEJO | 343.94 | 60 | 1 | {B36B0F25-9FB6-4A77-9FE1-F916D2BDB697} | Yes | 33.6152 | -117.6371
Difficult accessibility | L03-241-3 | MISSION VIEJO | 722.0696 | 18 | 1 | {8ED5573E-DFDE-4B76-A102-B5B1CF23353B} | Yes | 33.6062 | -117.6479
Easily accessible | L03-241-4 (L03P14) | MISSION VIEJO | 209.4972 | 42 | 1 | {47F716AD-32FA-4E10-9846-98471CD662B4} | Yes | 33.6092 | -117.6441
Easily accessible | L03-316-1 | MISSION VIEJO | 22.6515 | 42 | 1 | {085CE6CF-F6A5-4D42-8E70-84B8F03CB7C2} | Yes | 33.5909 | -117.6597
Easily accessible | L03-316-2 | MISSION VIEJO | 143.0415 | 36 | 1 | {3F70559C-0FAD-4D97-9983-A4BA1217498F} | Yes | 33.5909 | -117.6594
Easily accessible | L03-316-3 (L03P12) | MISSION VIEJO | 361.4238 | 78 | 1 | {ADF910F2-1925-4DDA-B329-3228C543E1CB} | Yes | 33.596 | -117.6559
Easily accessible | L03-316-4 (L03P12) | MISSION VIEJO | 44.1084 | 36 | 1 | {013DEF0D-A524-413F-A01F-3700B35EEACE} | Yes | 33.5962 | -117.6561
Easily accessible | L03-418-1 | LAGUNA NIGUEL | 123.7143 | 36 | 1 | {8087A7D1-E729-48B8-B8F0-6F542F01E3FD} | Yes | 33.5473 | -117.6745
Unsafe accessibility | L03-418-2 | LAGUNA NIGUEL | NA | 48 | 1 | {06560A1C-A452-4CBC-9B61-5BD085C0EC0B} | Unknown | 33.5541 | -117.676
Unsafe accessibility | L03-418-3 | LAGUNA NIGUEL | 6.6379 | 48 | 1 | {22376DF3-FDA8-47F9-A88E-F80545512E84} | Unknown | 33.5548 | -117.6759
Difficult accessibility | L03-418-8 | LAGUNA NIGUEL | 210.5484 | 66 | 1 | {4224C49D-E7E1-4F5C-9724-113E11C9E9A8} | Yes | 33.5576 | -117.6763
Easily accessible | L03-455-2 | SAN JUAN CAPISTRANO | 45.6368 | NA | 1 | {7E6762BC-9D48-4526-9D88-1BEE27C84D0A} | Unknown | 33.5374 | -117.6757
Easily accessible | L03-455-3 (L03P37) | SAN JUAN CAPISTRANO | 72.147 | 66 | 1 | {EA609467-FD74-48DE-8B48-BB275FE1F19A} | Unknown | 33.5387 | -117.6756
Easily accessible | L03-455-5 | LAGUNA NIGUEL | 23.7547 | 36 | 1 | {B01BBCF8-264F-4698-9E95-E51471EACBB1} | Unknown | 33.5424 | -117.675
Easily accessible | L03-455-6 | LAGUNA NIGUEL | 5.3395 | NA | 1 | {3D94996A-864A-4B4A-93E9-6D4FAF24B1B7} | Unknown | 33.5432 | -117.6748
Easily accessible | L03-455-7 | LAGUNA NIGUEL | 64.2144 | 36 | 1 | {0AAC6CCE-7032-4220-AA64-E80986CDB7F2} | Yes | 33.5451 | -117.6747
Difficult accessibility | L03-497-1 | SAN JUAN CAPISTRANO | 45.5176 | 36 | 1 | {3B384AB3-B2C5-46A8-ADAD-9627DEDCF2CB} | Unknown | 33.5265 | -117.6794
Difficult accessibility | L03-662-1 | MISSION VIEJO | 86.2909 | 48 | 1 | {B513414F-444B-44D6-A7C7-D5437FDBC543} | Yes | 33.6181 | -117.6502
Easily accessible | L03-662-3 (L03P16) | MISSION VIEJO | 436.6483 | 60 | 1 | {A410A82C-AF6C-4CCA-BAC5-6E25F4039D41} | Yes | 33.6246 | -117.6482
Easily accessible | L03-691-1 (L03P09) | MISSION VIEJO | 505.0272 | 90 | 1 | {A46C6F40-FDBC-4070-86ED-866644B07428} | Yes | 33.5853 | -117.662
Easily accessible | L03-693-1 (L03P11) | MISSION VIEJO | 279.8121 | 60 | 1 | {EA5E6ACE-3E1C-43C1-8629-A007A2C06A36} | Yes | 33.5978 | -117.6557
Easily accessible | L03-708-1 | LAGUNA NIGUEL | 108.989 | 36 | 1 | {44E024D0-D161-42C4-B953-3B26BC5AB579} | Yes | 33.5575 | -117.6765
Easily accessible | L03-708-11 (L03P05) | LAGUNA NIGUEL | 171.7078 | 60 | 1 | {D0B00686-BBBD-4543-B725-46856EE3A1A0} | Yes | 33.5627 | -117.6759
Easily accessible | L03-708-13 | LAGUNA NIGUEL | 64.0643 | 60 | 1 | {20164D58-A077-45A1-8D67-D8C0FBC284B8} | Yes | 33.5646 | -117.6738
Easily accessible | L03-708-5 | LAGUNA NIGUEL | 28.8483 | 36 | 1 | {80131D44-20B9-48C8-962C-C75A86DACEB2} | Unknown | 33.5611 | -117.6765
Easily accessible | L03-708-9 | LAGUNA NIGUEL | NA | 48 | 1 | {FD9D5E93-9C46-49EC-B628-B56D1864239C} | Yes | 33.5626 | -117.6759
Easily accessible | L04-136-1u (L04P07) | MISSION VIEJO | NA | NA | 1 | {B8BEA8A0-3AAC-49CA-83D6-198977198F41} | Yes | 33.6085 | -117.679
Easily accessible | L04-266-1 | MISSION VIEJO | 54.2802 | 30 | 1 | {91EA8897-0C76-41A3-B3C0-07D7E0E27DB1} | Yes | 33.6053 | -117.6724
Difficult accessibility | L04-266-5 | MISSION VIEJO | 577.8526 | 78 | 1 | {9CBD6267-1249-4AB5-AA53-A9CD65501C1D} | Yes | 33.6073 | -117.6689
Easily accessible | L04-301-1 (L04P08) | MISSION VIEJO | 191.8361 | 48 | 1 | {214EC75B-5777-4611-BDFC-D8AD310BF1D9} | Yes | 33.5996 | -117.6744
Difficult accessibility | L04-672-1 | MISSION VIEJO | NA | 84 | 1 | {9559CB47-0239-4B3A-B6FF-38E557824BEC} | Yes | 33.6122 | -117.6806
Easily accessible | L04-702-1 (L04P02) | MISSION VIEJO | 84.3663 | 48 | 1 | {7FD1636E-ED34-4FE6-8232-0809F76D4268} | Yes | 33.5805 | -117.6733
Easily accessible | L04-702-4 | MISSION VIEJO | 374.7746 | 36 | 1 | {9429FA86-6A47-441F-8775-95A2DA9CACC7} | Unknown | 33.5827 | -117.6734
Easily accessible | L05-049-1 | ORANGE CO | 478.2736 | 108 | 1 | {B2A1E667-9853-4699-9E7C-64A87D6A78B6} | Yes | 33.5347 | -117.6462
Easily accessible | L05-049-2 | ORANGE CO | NA | NA | 3 | {72B47D7C-FACB-4E33-BEC8-0FB261AFA676} | Yes | 33.5347 | -117.6461
Easily accessible | L05-489-3 | ORANGE CO | 1832.4725 | NA | 1 | {C7C5C7FF-5ABD-4100-A07F-AD4029A16E9D} | Yes | 33.5298 | -117.6465
Easily accessible | L05-489-3d | ORANGE CO | 1930.3321 | NA | 1 | {AB8E0D12-8F63-49AB-B36D-666D80A86575} | Yes | 33.5289 | -117.6466
Easily accessible | L05-489-4 | ORANGE CO | NA | 48 | 1 | {89504E55-47E7-478E-A5C9-5CFF9D030D7C} | Yes | 33.5294 | -117.6461
Easily accessible | L05-489-7 | ORANGE CO | 92.3296 | 60 | 1 | {9BFA7A22-DD6F-4A84-9ABE-48063EA402CA} | Yes | 33.5327 | -117.6467
Easily accessible | L05-503-1 | SAN JUAN CAPISTRANO | NA | 54 | 1 | {0D74C298-E380-451C-AD48-D54F338F6F15} | Yes | 33.5107 | -117.6573
Easily accessible | LC01-11446-1 | LAGUNA BEACH | 178.3326 | 36 | 1 | {3BF05356-3912-4A4C-A382-01CE34EA71C0} | Yes | 33.5541 | -117.8159
Easily accessible | LC01-11480-1 | ORANGE CO | NA | 48 | 1 | {08E9EDB0-D8A8-4F38-B83C-6928D509B836} | Yes | 33.561 | -117.8214
Easily accessible | LC02-11508-2 | LAGUNA BEACH | NA | 36 | 1 | {39B42BE3-2E3A-4C89-B9C2-10A02F3B465A} | Yes | 33.5455 | -117.7953
Easily accessible | LC02-11508-3 | LAGUNA BEACH | 319.6548 | 60 | 1 | {7A79C33A-1E84-41B0-AAFC-7A7C54A33C8A} | Unknown | 33.545 | -117.7946
Easily accessible | LC03-11515-1 | LAGUNA BEACH | NA | 54 | 1 | {886775A2-E4C3-48F3-9D28-64111BB5241F} | Unknown | 33.5196 | -117.7627
Inaccessible | LC04-11199-1 | LAGUNA BEACH | NA | NA | 1 | {3DBCB0DE-8D31-4915-AB29-A58A276E7610} | Unknown | 33.5167 | -117.7613
Easily accessible | LC05-11017-1 | LAGUNA BEACH | 63.8832 | 48 | 1 | {24F652D0-BF65-4204-9DC3-780FC50FFC89} | Unknown | 33.513 | -117.7553
Easily accessible | LC05-11017-2 | LAGUNA BEACH | NA | 36 | 1 | {552A1115-2EB7-48DD-A375-4E5A6EF6FC79} | Yes | 33.5154 | -117.7602
Easily accessible | LC06-11019-1 | LAGUNA BEACH | 60.8143 | 24 | 1 | {4234D10E-D9CC-4748-92EA-FECEEAEBE008} | Yes | 33.543 | -117.7894
Difficult accessibility | LC06-11509-2 | LAGUNA BEACH | 51.8633 | 24 | 1 | {33142BAF-4557-481B-875A-E7A3CFFBFCB1} | Yes | 33.5435 | -117.7908
Difficult accessibility | M00.1-070-4 | SAN CLEMENTE | 137.0917 | 48 | 1 | {A8C3A9D9-CAAA-442E-9D37-D220C50F2F69} | Unknown | 33.4162 | -117.6059
Difficult accessibility | M00.1-070-6 | SAN CLEMENTE | NA | 44 | 1 | {F5E329B4-B15E-41B2-BB87-FB07B06BBEE9} | Unknown | 33.4159 | -117.6058
Easily accessible | M00.1-071-2 (M00S04) | SAN CLEMENTE | 416.8596 | 72 | 1 | {8E421913-F6B8-41F6-B51D-B3916452A11D} | Unknown | 33.4092 | -117.6086
Easily accessible | M00.1-071-3 (M00S04) | SAN CLEMENTE | 101.0126 | NA | 1 | {564BA613-62BA-484C-8F8D-10DB77A3916D} | Yes | 33.4132 | -117.6028
Easily accessible | M00.2-066-1 (M00S07) | SAN CLEMENTE | 136.3371 | 48 | 1 | {5554CB30-DBF5-4F05-9145-3024520F5CD4} | Yes | 33.4232 | -117.623
Easily accessible | M01-002-1 | ORANGE CO | NA | 36 | 1 | {679DFBBB-2924-4905-B255-E3AE881E92C0} | Unknown | 33.4916 | -117.6128
Easily accessible | M01-003-1 | ORANGE CO | NA | 48 | 1 | {649FA5A0-48F1-45DF-8D90-EA1BFFE30875} | Unknown | 33.4889 | -117.6134
Easily accessible | M01-003-2 | ORANGE CO | NA | 84 | 1 | {96C849C0-B2F8-43B8-B2D5-8C4C360E9B0B} | Unknown | 33.4894 | -117.6138
Easily accessible | M01-038-3 | SAN CLEMENTE | NA | 90 | 1 | {0DF4331E-C350-41BF-969E-1D66F2881789} | Yes | 33.465 | -117.6393
Easily accessible | M01-038-6 | SAN CLEMENTE | NA | 48 | 1 | {AB60FC8E-0055-439B-B787-2F2FED23807A} | Unknown | 33.4649 | -117.6393
Easily accessible | M01-042-1 (M01S01) | SAN CLEMENTE | 195.6516 | 36 | 1 | {D81C1D29-E0B6-4468-A3DA-A14172F34DD5} | Yes | 33.4544 | -117.6234
Easily accessible | M01-047-1 | SAN CLEMENTE | 719.3813 | NA | 1 | {986D4C77-948D-4582-A23D-BF24985A8B51} | Yes | 33.4425 | -117.6419
Easily accessible | M01-050-4 (M01@CGV) | SAN CLEMENTE | 105.0883 | 48 | 1 | {0B20DCA2-E5EF-49F5-AEA0-7EF86C614A49} | Yes | 33.4458 | -117.6441
Difficult accessibility | M01-050-7 | SAN CLEMENTE | NA | 36 | 1 | {C9AF768A-2A02-4DA5-A0A2-B1935AC72D2C} | Unknown | 33.443 | -117.6438
Difficult accessibility | M01-060-3 | DANA POINT | 4545.7714 | NA | 1 | {7E285DCF-C197-4473-A6A6-DE27863098BF} | Unknown | 33.4413 | -117.645
Easily accessible | M01-099-1 | SAN CLEMENTE | NA | 60 | 1 | {43A185DF-1F9A-4C1C-9F07-AA2BE1E7BCB9} | Yes | 33.4568 | -117.6423
Easily accessible | M01-124-2 | SAN CLEMENTE | NA | 36 | 1 | {B4FCF9CC-A9DE-46B1-8099-5EE10514BE7E} | Yes | 33.4568 | -117.6422
Easily accessible | M01-124-4 | SAN CLEMENTE | NA | 48 | 1 | {FA68CCE1-A2A8-414F-8411-9E05511C841E} | Unknown | 33.4651 | -117.6391
Difficult accessibility | M01-168-1d (M00P03) | DANA POINT | NA | 43 | 1 | {BCEA4CB4-4C65-4F42-B982-CE82FDFD0ABA} | Unknown | 33.4454 | -117.6516
Difficult accessibility | M01-168-2d (M00P03) | DANA POINT | NA | 36 | 1 | {CD4DB632-4AF2-493B-8B3C-84DF4057B012} | Unknown | 33.4446 | -117.6506
Difficult accessibility | M02-013-1 | SAN CLEMENTE | 43.1786 | 44 | 1 | {28818406-BBEA-4536-A70B-7DEA94341A5E} | Yes | 33.4745 | -117.5976
Easily accessible | M02-015-1 | SAN CLEMENTE | 65.888 | 36 | 1 | {EE82778D-4874-4889-8E55-64DF8A4422C0} | Yes | 33.4782 | -117.5832
Easily accessible | M02-028-2 (M02P08) | SAN CLEMENTE | 221.1683 | 42 | 1 | {1707E0E9-430D-4B15-969A-02F4D7D52110} | Yes | 33.4668 | -117.5817
Easily accessible | M02-032-1 | SAN CLEMENTE | 130.8756 | 120 | 1 | {2B10F0C1-0E21-4FE4-B6F6-8806D0E7CC45} | Yes | 33.4575 | -117.6008
Easily accessible | M02-052-3 | SAN CLEMENTE | 178.5046 | 54 | 1 | {E7B21F39-AB19-4339-B5EA-533C4BDF4CF1} | Yes | 33.4512 | -117.6098
Easily accessible | M02-052-4 | SAN CLEMENTE | 118.7184 | 48 | 1 | {3CDC86F8-F190-45F4-8430-F50DADFD797B} | Yes | 33.4513 | -117.6097
Easily accessible | M02-061-4 (SCBS@M02) | SAN CLEMENTE | 90.3816 | 60 | 1 | {C461CAC3-1849-40E8-B3F7-D3281D347977} | Yes | 33.4337 | -117.6272
Easily accessible | M02-061-5 | SAN CLEMENTE | 3.7505 | 36 | 1 | {CDF7BCAC-53C5-4BB5-A35D-E02581964FBA} | Unknown | 33.4344 | -117.6264
Easily accessible | M02-061-6 | SAN CLEMENTE | 40.9633 | 36 | 1 | {4D37DA87-C486-40DA-A876-48258EA473E1} | Yes | 33.4359 | -117.6246
Easily accessible | M02-085-1 (M02P06) | SAN CLEMENTE | 372.5971 | 48 | 1 | {646C237D-26C0-4619-ADE0-A6C6ECD59481} | Yes | 33.4583 | -117.5946
Easily accessible | M02-085-2 | SAN CLEMENTE | 199.8681 | 96 | 1 | {1D128A62-EF51-4A28-936B-8E020EBC129D} | Yes | 33.458 | -117.5942
Easily accessible | M02-086-1 | SAN CLEMENTE | 50.7483 | 36 | 1 | {F86F746E-958B-4AF4-8B9D-F230E1352261} | Unknown | 33.4773 | -117.5999
Easily accessible | M02-102-1 | SAN CLEMENTE | 4825.0012 | NA | 1 | {C05A5DC6-D4EB-49A6-9228-7A922FA90F1E} | Yes | 33.4316 | -117.6327
Difficult accessibility | SC01-077-1 | SAN CLEMENTE | 48.7495 | 36 | 1 | {8214846F-F581-46C0-852B-22F6222E000C} | Yes | 33.3961 | -117.5999
Difficult accessibility | SC01-077-2 | SAN CLEMENTE | NA | 84 | 1 | {F83925F7-70B4-4C25-8F17-86AD7D1BE492} | Unknown | 33.3915 | -117.5979
Difficult accessibility | SC02-072-4 | SAN CLEMENTE | NA | 36 | 1 | {AFE85465-D874-46F9-8D88-24275FC65B8E} | Unknown | 33.3999 | -117.6011
Easily accessible | SC03-067-1 | SAN CLEMENTE | 174.7124 | 24 | 1 | {9F0C26C8-D63A-4809-AD72-C714A780C1C6} | Unknown | 33.4052 | -117.6066
Difficult accessibility | SC05-073-1 | SAN CLEMENTE | 124.4365 | 48 | 1 | {665C8249-2626-4CF7-81EA-645A6B98A96D} | Unknown | 33.4131 | -117.6138
Difficult accessibility | SC05-073-3 | SAN CLEMENTE | 30.167 | 36 | 1 | {42902E2B-56C6-4060-A36D-AEA18B64156E} | Unknown | 33.4157 | -117.6123
Easily accessible | SC06-146-1 (M00P02) | SAN CLEMENTE | 26.413 | 36 | 1 | {839E2352-454E-4F0A-8BF2-3ECBF7506A2F} | Yes | 33.4172 | -117.6178
Easily accessible | SC06-146-2 (M00P02) | SAN CLEMENTE | 325.8068 | 60 | 1 | {39F60971-71F5-4FB5-A552-55C3B268E8F1} | Unknown | 33.4178 | -117.6179
Easily accessible | SC07-079-4 | SAN CLEMENTE | 1.0669 | 42 | 1 | {2469619B-A75B-4EF1-A5FC-DCC2D95A044B} | Yes | 33.4251 | -117.6261
Easily accessible | SC07-079-5 | SAN CLEMENTE | 29.9461 | 48 | 1 | {03864DBD-D87D-474A-A6EE-7F78E41DD1AA} | Unknown | 33.4243 | -117.6253
Difficult accessibility | SC09-081-2d | SAN CLEMENTE | NA | 48 | 1 | {E9218AF6-1B54-445E-9A38-6540931E914C} | Unknown | 33.4354 | -117.6378
Difficult accessibility | SC10-075-1 (M00P05) | DANA POINT | 83.2556 | NA | 1 | {A312578F-E3A9-4101-A4A6-AD6BB12708E1} | Yes | 33.4536 | -117.6649
Difficult accessibility | SC10-075-3 (M00S01) | DANA POINT | NA | NA | 1 | {92FD4B23-81CC-4502-900C-CEB7FD1AB061} | Yes | 33.4504 | -117.6597
Easily accessible | SC11-026-1 (M00P01) | DANA POINT | 305.3881 | NA | 1 | {7BC19F3E-F96A-4680-97D9-CFCD38CE4F28} | Unknown | 33.4539 | -117.6665
Easily accessible | SC11-035-1d | DANA POINT | NA | 36 | 1 | {3B52E0AD-1DF2-44A3-B49D-8D34966FF565} | Unknown | 33.4596 | -117.6757
Easily accessible | SC11-035-2d | DANA POINT | NA | 36 | 1 | {0E4D95D6-8AD7-457D-929B-ABD734ED7531} | Unknown | 33.4586 | -117.674
Easily accessible | SC11-035-3d | DANA POINT | NA | 36 | 1 | {BBC10ACC-C12B-4BF8-854C-F341793E1E96} | Unknown | 33.457 | -117.6711
Easily accessible | SC11-130-2 | DANA POINT | NA | 42 | 1 | {DE0020F6-684A-482B-8896-B9B1BD8DEE8C} | Unknown | 33.4557 | -117.6692
Easily accessible | SC12-068-2 | SAN CLEMENTE | 81.3148 | 36 | 1 | {98B44F39-2446-4B60-A2A7-E75C37BDE055} | Unknown | 33.4206 | -117.621
Easily accessible | SC12-068-4 | SAN CLEMENTE | 16.1323 | 36 | 1 | {8EA7D45C-F7B0-4458-86E9-AD604FC84803} | Unknown | 33.4195 | -117.6202
Difficult accessibility | SM01-086-1 (M03P01) | SAN CLEMENTE | 219.4891 | 42 | 1 | {51E3B119-6EF4-4695-B9F3-3FFABED66286} | Yes | 33.456 | -117.5736
Inaccessible | SM01-086-2 | SAN CLEMENTE | NA | 42 | 1 | {3F28F93D-68A5-4355-B7E9-8E704FB9707E} | Unknown | 33.4561 | -117.5733

## SWDischargePoint
OBJECTID * | Location Description | Size 1 | Last Update Date | Last Editor | Size 2 | Size 3 | CatchID | DrainID | Inspection Status | Facility Type | Jurisdiction | Watershed Management Area | GlobalID | PRIORITY | Flow Monitoring Status | Flow Monitoring Deploy Date | Flow Monitoring Return Date | SHAPE * | Next Inspection Date | POINT_X | POINT_Y | Persistent Flow | Facility Identifier | Survey Link | Accessibility | Flow Measurement Count | Last Discharge Observation | Last Discharge Measurement Trend | AVGFLOWWIDTH | AVGFLOWDEPTH | AVGFLOWVEL | AVGDISCHARGE | MAXDISCHARGE | MINDISCHARGE | 2022 Prioritization Score | CHWSRS Dry Weather Sampling | CHWSRS Wet Weather Sampling | Dry Weather Persistent Flow Sampling | Wet Weather Sampling | Outfall capture Feasibility Study
15 | L11P02 | 90 | 2024-01-09 18:06 | OCENVRESUSER | <Null> | <Null> | 640 | L02 | Verified | Outfall | Rancho Santa Margarita | South | {8E259E70-CE94-4F00-A10B-A23719A46C04} | Not A Priority | Complete | 2016-09-01 | 2016-10-04 22:50 | Point | <Null> | -117.6092 | 33.6188 | Unknown | L02-640-1 (L11P02) | <Null> | Unsafe accessibility | 6 | 0.54 | 20% Or More Above Average Discharge | 1.2333 | 0.09 | 4.1667 | 0.16333 | 0.54 | 0 | <Null> | <Null> | <Null> | <Null> | <Null> | <Null>
161 | M00P03 | 36 | 2024-01-09 18:06 | OCENVRESUSER | <Null> | <Null> | 168 | M01 | Removed From Inventory | Culvert | Dana Point | South | {1C1ED926-B02C-46E3-9A81-FBF1EAD24B72} | Not A Priority | <Null> | <Null> | <Null> | Point | <Null> | -117.6501 | 33.445 | Unknown | M01-168-2 (M00P03) | <Null> | Unsafe accessibility | 3 | 0.0112 | 20% Or More Above Average Discharge | 0.35333 | 0.02 | 6.4667 | 0.006436 | 0.0112 | 0 | <Null> | <Null> | <Null> | <Null> | <Null> | <Null>
162 | M00P03 | 36 | 2024-01-09 18:06 | OCENVRESUSER | <Null> | <Null> | 168 | M01 | Removed From Inventory | Culvert | Dana Point | South | {646E3C9A-8C7B-4F6E-9309-F55401464054} | Not A Priority | <Null> | <Null> | <Null> | Point | <Null> | -117.6511 | 33.4458 | Unknown | M01-168-1 (M00P03) | <Null> | Unsafe accessibility | 8 | 0 | Equal | 0 | 0 | 0 | 0 | 0 | 0 | <Null> | <Null> | <Null> | <Null> | <Null> | <Null>
202 | <Null> | 30 | 2024-01-09 18:06 | OCENVRESUSER | <Null> | <Null> | 12190 | DP05 | Verified | Outfall | Dana Point | South | {D129CA3E-F49B-479B-AFAA-8D06181307FB} | Not A Priority | <Null> | <Null> | <Null> | Point | <Null> | -117.7319 | 33.4849 | Unknown | DP05-12190-1 | <Null> | Unsafe accessibility | <Null> | <Null> | <Null> | <Null> | <Null> | <Null> | <Null> | <Null> | <Null> | <Null> | <Null> | <Null> | <Null> | <Null> | <Null>
214 | <Null> | 39 | 2024-01-09 18:06 | OCENVRESUSER | <Null> | <Null> | 12156 | K01 | Verified | Outfall | Laguna Niguel | South | {F7D4DE70-C4F6-4DB8-9F42-612475714A9C} | Not A Priority | <Null> | <Null> | <Null> | Point | <Null> | -117.7095 | 33.5041 | Unknown | K01-12156-3 | <Null> | Unsafe accessibility | 2 | 0 | Equal | 0 | 0 | 0 | 0 | 0 | 0 | <Null> | <Null> | <Null> | <Null> | <Null> | <Null>
242 | <Null> | 60 | 2024-01-09 18:06 | OCENVRESUSER | <Null> | <Null> | 517 | L01 | Verified | Outfall | Orange Co | South | {6F4B7E90-A083-4289-A5D6-7E68F3E03AB8} | Not A Priority | <Null> | <Null> | <Null> | Point | <Null> | -117.6203 | 33.5227 | Unknown | L01-517-3 | <Null> | Unsafe accessibility | 10 | 0.014 | 20% Or More Above Average Discharge | 0.162 | 0.002 | 1.1 | 0.001664 | 0.014 | 0 | <Null> | <Null> | <Null> | <Null> | <Null> | <Null>
277 | <Null> | 48 | 2024-01-09 18:06 | OCENVRESUSER | <Null> | <Null> | 418 | L03 | Verified | Outfall | Laguna Niguel | South | {06560A1C-A452-4CBC-9B61-5BD085C0EC0B} | Not A Priority | <Null> | <Null> | <Null> | Point | <Null> | -117.676 | 33.5541 | Unknown | L03-418-2 | <Null> | Unsafe accessibility | 6 | 0.00125 | Below Average Discharge | 0.48333 | 0.0155 | 13.1 | 0.006795 | 0.017333 | 0.00125 | <Null> | <Null> | <Null> | <Null> | <Null> | <Null>
278 | <Null> | 48 | 2024-01-09 18:06 | OCENVRESUSER | <Null> | <Null> | 418 | L03 | Verified | Outfall | Laguna Niguel | South | {22376DF3-FDA8-47F9-A88E-F80545512E84} | Not A Priority | <Null> | <Null> | <Null> | Point | <Null> | -117.6759 | 33.5548 | Unknown | L03-418-3 | <Null> | Unsafe accessibility | 3 | 0 | Below Average Discharge | 0.2 | 0.006667 | 16 | 0.000722 | 0.00175 | 0 | <Null> | <Null> | <Null> | <Null> | <Null> | <Null>
295 | <Null> | 36 | 2024-01-09 18:06 | OCENVRESUSER | <Null> | <Null> | 9110 | J07 | Verified | Outfall | Mission Viejo | South | {FF27122D-EC98-40FC-AE70-E4A3069DC586} | Not A Priority | <Null> | <Null> | <Null> | Point | <Null> | -117.6635 | 33.6347 | Yes | J07-9110-1 | <Null> | Unsafe accessibility | 3 | 0.004711 | Below Average Discharge | 0.33057 | 0.0118 | 13.063 | 0.004715 | 0.009102 | 0.000333 | <Null> | <Null> | <Null> | <Null> | <Null> | <Null>
353 | Double pipe | 24 | 2024-01-09 18:06 | OCENVRESUSER | <Null> | <Null> | 50 | M01 | Verified | Culvert | Dana Point | South | {F181A918-97D8-4C0A-B986-B976E8340E04} | Not A Priority | <Null> | <Null> | <Null> | Point | <Null> | -117.6466 | 33.4422 | Unknown | M01-050-2 | <Null> | Unsafe accessibility | 1 | 0 | Equal | 0 | 0 | 0 | 0 | 0 | 0 | <Null> | <Null> | <Null> | <Null> | <Null> | <Null>
354 | Double pipe | 24 | 2024-01-09 18:06 | OCENVRESUSER | <Null> | <Null> | 50 | M01 | Verified | Outfall | Dana Point | South | {69932FE6-2A96-4BC1-984A-04B8BD215D67} | Not A Priority | <Null> | <Null> | <Null> | Point | <Null> | -117.6475 | 33.4428 | Unknown | M01-050-1 | <Null> | Unsafe accessibility | <Null> | <Null> | <Null> | <Null> | <Null> | <Null> | <Null> | <Null> | <Null> | <Null> | <Null> | <Null> | <Null> | <Null> | <Null>
356 | <Null> | 30 | 2024-01-09 18:06 | OCENVRESUSER | <Null> | <Null> | 169 | M00.3 | Verified | Outfall | Dana Point | South | {1389E650-516E-41AB-8C6D-0D9EADB387DC} | Not A Priority | <Null> | <Null> | <Null> | Point | <Null> | -117.6522 | 33.4468 | Unknown | M00.3-169-2 | <Null> | Unsafe accessibility | <Null> | <Null> | <Null> | <Null> | <Null> | <Null> | <Null> | <Null> | <Null> | <Null> | <Null> | <Null> | <Null> | <Null> | <Null>
471 | L04P02 | 18 | 2024-01-09 18:06 | OCENVRESUSER | <Null> | <Null> | 702 | L04 | Verified | Outfall | Mission Viejo | South | {F0201470-7C52-49DD-A88B-6A08C1976B49} | Not A Priority | <Null> | <Null> | <Null> | Point | <Null> | -117.6733 | 33.5807 | Unknown | L04-702-2 (L04P02) | <Null> | Unsafe accessibility | 2 | 0 | Equal | 0 | 0 | 0 | 0 | 0 | 0 | <Null> | <Null> | <Null> | <Null> | <Null> | <Null>
482 | <Null> | 36 | 2024-01-09 18:06 | OCENVRESUSER | <Null> | <Null> | 502 | L02 | Not-Found | Outfall | San Juan Capistrano | South | {C0566A33-0F8A-42B5-A13B-BB49A1A60EF4} | Not A Priority | <Null> | <Null> | <Null> | Point | <Null> | -117.6645 | 33.5369 | Unknown | L02-502-4 | <Null> | Unsafe accessibility | 1 | 0 | Equal | 0 | 0 | 0 | 0 | 0 | 0 | <Null> | <Null> | <Null> | <Null> | <Null> | <Null>
483 | Double Box | <Null> | 2024-01-26 17:49 | OCENVRESUSER | 7 | 3 | 502 | L02 | Verified | Box | San Juan Capistrano | South | {80AEE061-5CEE-4A9A-91C8-024626A1725A} | Not A Priority | <Null> | <Null> | <Null> | Point | <Null> | -117.6684 | 33.5246 | Unknown | L02-502-1 | <Null> | Unsafe accessibility | 3 | 0 | Below Average Discharge | 1.1667 | 0.016667 | 5 | 0.026428 | 0.064286 | 0 | <Null> | <Null> | <Null> | <Null> | <Null> | <Null>
484 | <Null> | 48 | 2024-01-26 17:49 | OCENVRESUSER | <Null> | <Null> | 502 | L02 | Verified | Outfall | San Juan Capistrano | South | {C5BC5588-D77D-4EF7-9CE0-E8B1DCFE0385} | Not A Priority | <Null> | <Null> | <Null> | Point | <Null> | -117.6692 | 33.5305 | Unknown | L02-502-6 | <Null> | Unaccessible | <Null> | <Null> | <Null> | <Null> | <Null> | <Null> | <Null> | <Null> | <Null> | <Null> | <Null> | <Null> | <Null> | <Null> | <Null>
466 | <Null> | 18 | 2024-01-09 18:06 | OCENVRESUSER | <Null> | <Null> | 9271 | J05 | Verified | Outfall | Laguna Hills | South | {808D8810-A2A0-4AF7-8B12-5130BF098AEB} | Not A Priority | <Null> | <Null> | <Null> | Point | <Null> | -117.7076 | 33.5849 | Unknown | J05-9271-1 | <Null> | Unaccessible | 1 | 0 | Equal | 0 | 0 | 0 | 0 | 0 | 0 | <Null> | <Null> | <Null> | <Null> | <Null> | <Null>
467 | <Null> | 18 | 2024-01-09 18:06 | OCENVRESUSER | <Null> | <Null> | 9271 | J05 | Verified | Outfall | Laguna Hills | South | {AC1B9CA0-1E1E-4E63-84C3-C71F881FF0B3} | Not A Priority | <Null> | <Null> | <Null> | Point | <Null> | -117.7071 | 33.5854 | Unknown | J05-9271-2 | <Null> | Unaccessible | <Null> | <Null> | <Null> | <Null> | <Null> | <Null> | <Null> | <Null> | <Null> | <Null> | <Null> | <Null> | <Null> | <Null> | <Null>
468 | <Null> | 18 | 2024-01-09 18:06 | OCENVRESUSER | <Null> | <Null> | 9271 | J05 | Verified | Outfall | Laguna Hills | South | {6D514E1E-F78B-4209-BEEC-B33D4717EE93} | Not A Priority | <Null> | <Null> | <Null> | Point | <Null> | -117.7069 | 33.5855 | Unknown | J05-9271-3 | <Null> | Unaccessible | <Null> | <Null> | <Null> | <Null> | <Null> | <Null> | <Null> | <Null> | <Null> | <Null> | <Null> | <Null> | <Null> | <Null> | <Null>
469 | <Null> | 18 | 2024-01-09 18:06 | OCENVRESUSER | <Null> | <Null> | 9271 | J05 | Verified | Outfall | Laguna Hills | South | {7E90C8D3-58B8-4E0C-8540-79FC7234A0D5} | Not A Priority | <Null> | <Null> | <Null> | Point | <Null> | -117.7064 | 33.5858 | Unknown | J05-9271-4 | <Null> | Unaccessible | 1 | 0 | Equal | 0 | 0 | 0 | 0 | 0 | 0 | <Null> | <Null> | <Null> | <Null> | <Null> | <Null>
470 | <Null> | 18 | 2024-01-09 18:06 | OCENVRESUSER | <Null> | <Null> | 9271 | J05 | Verified | Outfall | Laguna Hills | South | {B619DF37-41B7-4C65-A635-ECC2CE81F1A1} | Not A Priority | <Null> | <Null> | <Null> | Point | <Null> | -117.7052 | 33.5869 | Unknown | J05-9271-5 | <Null> | Unaccessible | <Null> | <Null> | <Null> | <Null> | <Null> | <Null> | <Null> | <Null> | <Null> | <Null> | <Null> | <Null> | <Null> | <Null> | <Null>
472 | <Null> | 24 | 2024-01-09 18:06 | OCENVRESUSER | <Null> | <Null> | 9271 | J05 | Verified | Outfall | Laguna Hills | South | {90253418-6CA6-4B6D-9F26-AAC359AC0805} | Not A Priority | <Null> | <Null> | <Null> | Point | <Null> | -117.7028 | 33.588 | Unknown | J05-9271-7 | <Null> | Unaccessible | <Null> | <Null> | <Null> | <Null> | <Null> | <Null> | <Null> | <Null> | <Null> | <Null> | <Null> | <Null> | <Null> | <Null> | <Null>
440 | <Null> | 48 | 2024-01-26 17:37 | OCENVRESUSER | <Null> | <Null> | 12155 | K01 | Verified | Outfall | Laguna Niguel | South | {F833764D-81C4-470D-A336-B65195ACDDC4} | Not A Priority | Complete | 2016-08-03 07:00 | 2016-08-17 07:00 | Point | <Null> | -117.72 | 33.5023 | Unknown | K01-12155-5 | <Null> | Unaccessible | 13 | 0.019934 | Below Average Discharge | 0.69692 | 0.052308 | 4.3815 | 0.061386 | 0.14694 | 0.006 | <Null> | <Null> | <Null> | <Null> | <Null> | <Null>
369 | Already in geodabase - duplicated | <Null> | 2024-01-09 18:06 | OCENVRESUSER | <Null> | <Null> | 517 | L01 | Removed From Inventory | Outfall | Orange Co | South | {861429D1-BB38-4561-9080-5482AA14FF5D} | Not A Priority | <Null> | <Null> | <Null> | Point | <Null> | -117.6197 | 33.5243 | Unknown | L01-517-4 | <Null> | Unaccessible | 1 | 0 | Equal | 0 | 0 | 0 | 0 | 0 | 0 | <Null> | <Null> | <Null> | <Null> | <Null> | <Null>
370 | <Null> | <Null> | 2024-01-09 18:06 | OCENVRESUSER | <Null> | <Null> | 517 | L01 | Removed From Inventory | Outfall | Orange Co | South | {B3ED5698-E18B-4349-828F-9B8F4BF16372} | Not A Priority | <Null> | <Null> | <Null> | Point | <Null> | -117.619 | 33.5243 | Unknown | L01-517-5 | <Null> | Unaccessible | 1 | 0 | Equal | 0 | 0 | 0 | 0 | 0 | 0 | <Null> | <Null> | <Null> | <Null> | <Null> | <Null>
17466 | Access at low tide from Dumond | <Null> | 2024-01-09 18:06 | OCENVRESUSER | <Null> | <Null> | 11199 | LC04 | Verified | Box | Laguna Beach | South | {3DBCB0DE-8D31-4915-AB29-A58A276E7610} | <Null> | <Null> | <Null> | <Null> | Point | <Null> | -117.7613 | 33.5167 | Unknown | LC04-11199-1 | <Null> | Unaccessible | <Null> | <Null> | <Null> | <Null> | <Null> | <Null> | <Null> | <Null> | <Null> | <Null> | <Null> | <Null> | <Null> | <Null> | <Null>
17467 | coast24Added | <Null> | 2024-01-09 18:06 | OCENVRESUSER | <Null> | <Null> | 12015 | DP04 | Verified | Manhole | Laguna Beach | South | {364EE24D-588C-4E28-9E59-CD6B430894EE} | <Null> | <Null> | <Null> | <Null> | Point | <Null> | -117.7439 | 33.5001 | Unknown | DP04-12015-3 | <Null> | Unaccessible | <Null> | <Null> | <Null> | <Null> | <Null> | <Null> | <Null> | <Null> | <Null> | <Null> | <Null> | <Null> | <Null> | <Null> | <Null>
17468 | coast42Added | <Null> | 2024-01-09 18:06 | OCENVRESUSER | <Null> | <Null> | 12015 | DP04 | Not-Found | Outfall | Laguna Beach | South | {DC168C42-A2EB-4287-B578-EA755729D6C7} | <Null> | <Null> | <Null> | <Null> | Point | <Null> | -117.7435 | 33.4995 | Unknown | DP04-12015-2 | <Null> | Unaccessible | <Null> | <Null> | <Null> | <Null> | <Null> | <Null> | <Null> | <Null> | <Null> | <Null> | <Null> | <Null> | <Null> | <Null> | <Null>
17474 | 1244Added | <Null> | 2024-01-09 18:06 | OCENVRESUSER | <Null> | <Null> | 12156 | K01 | Not-Found | Outfall | Laguna Niguel | South | {B76AC45E-DA09-4DC6-87CC-F3FE9B03A78E} | <Null> | <Null> | <Null> | <Null> | Point | <Null> | -117.7153 | 33.4946 | Unknown | K01-12156-5 | <Null> | Unaccessible | <Null> | <Null> | <Null> | <Null> | <Null> | <Null> | <Null> | <Null> | <Null> | <Null> | <Null> | <Null> | <Null> | <Null> | <Null>
17475 | 48-1500DAdded - need to verify measurement in field | 33 | 2024-01-09 18:06 | OCENVRESUSER | <Null> | <Null> | 9995 | J01 | Verified | Outfall | Aliso Viejo | South | {71AB0430-6B34-4D01-B348-E21C9729B888} | <Null> | <Null> | <Null> | <Null> | Point | <Null> | -117.7161 | 33.5627 | Unknown | J01-9995-1 | <Null> | Unaccessible | <Null> | <Null> | <Null> | <Null> | <Null> | <Null> | <Null> | <Null> | <Null> | <Null> | <Null> | <Null> | <Null> | <Null> | <Null>
17487 | 121032Added - need to verify | <Null> | 2024-01-09 18:06 | OCENVRESUSER | <Null> | <Null> | 9022 | J07 | Not-Found | Outfall | Mission Viejo | South | {89B3A2B8-8BBC-41BC-A9E4-919F47C6DD8F} | <Null> | <Null> | <Null> | <Null> | Point | <Null> | -117.6667 | 33.6285 | Unknown | J07-9022-5 | <Null> | Unaccessible | <Null> | <Null> | <Null> | <Null> | <Null> | <Null> | <Null> | <Null> | <Null> | <Null> | <Null> | <Null> | <Null> | <Null> | <Null>
17490 | 953Added - need to verify | <Null> | 2024-01-09 18:06 | OCENVRESUSER | <Null> | <Null> | 708 | L03 | Not-Found | <Null> | Laguna Niguel | South | {D33E8A04-DAE5-494F-9F54-49F6A0946E60} | <Null> | <Null> | <Null> | <Null> | Point | <Null> | -117.6727 | 33.5673 | Unknown | L03-708-14 | <Null> | Unaccessible | <Null> | <Null> | <Null> | <Null> | <Null> | <Null> | <Null> | <Null> | <Null> | <Null> | <Null> | <Null> | <Null> | <Null> | <Null>
17491 | 6496Added - need to verify | <Null> | 2024-01-09 18:06 | OCENVRESUSER | <Null> | <Null> | 377 | L03 | Not-Found | <Null> | Mission Viejo | South | {8D479B94-0054-4CA6-985D-38B5D1578F9D} | <Null> | <Null> | <Null> | <Null> | Point | <Null> | -117.6732 | 33.5695 | Unknown | L03-377-1 | <Null> | Unaccessible | <Null> | <Null> | <Null> | <Null> | <Null> | <Null> | <Null> | <Null> | <Null> | <Null> | <Null> | <Null> | <Null> | <Null> | <Null>
17502 | Coto de Caza Golf and Raquet Club | 60 | 2024-01-26 17:39 | OCENVRESUSER | <Null> | <Null> | 303 | L01 | Verified | Outfall | Orange Co | South | {DB68879F-B851-41C0-A2C5-D131F57A6ECE} | Priority | <Null> | <Null> | <Null> | Point | <Null> | -117.5846 | 33.596 | Unknown | L01-303-4 | <Null> | Unaccessible | 7 | 0.018 | Below Average Discharge | 0.92857 | 0.021429 | 9.6286 | 0.020775 | 0.068571 | 0.0021 | 47 | <Null> | <Null> | <Null> | <Null> | <Null>
17503 | Coto de Caza Golf and Raquet Club | 36 | 2024-01-26 17:39 | OCENVRESUSER | <Null> | <Null> | 303 | L01 | Verified | Outfall | Orange Co | South | {688139FB-EB67-42AA-848F-C55BF48E6B28} | <Null> | <Null> | <Null> | <Null> | Point | <Null> | -117.5841 | 33.5953 | Unknown | L01-303-3 | <Null> | Unaccessible | 1 | <Null> | <Null> | <Null> | <Null> | 10 | <Null> | <Null> | <Null> | <Null> | <Null> | <Null> | <Null> | <Null> | <Null>
17504 | Coto de Caza Golf and Raquet Club | 56 | 2024-01-26 17:39 | OCENVRESUSER | 46 | <Null> | 303 | L01 | Verified | Outfall | Orange Co | South | {DAFC646C-2E59-4F16-8AFD-87B9CAE3A703} | Priority | <Null> | <Null> | <Null> | Point | <Null> | -117.5851 | 33.5929 | Yes | L01-303-2 | <Null> | Unaccessible | 1 | 0.07 | Equal | 3.5 | 0.5 | 150 | 0.07 | 0.07 | 0.07 | 48 | <Null> | <Null> | <Null> | <Null> | <Null>
17520 | SWGM-12785Added | <Null> | 2024-01-09 18:06 | OCENVRESUSER | <Null> | <Null> | 95 | M01 | Not-Found | <Null> | San Clemente | South | {D030019D-6C4D-4B96-A2BF-5324C8811DB7} | <Null> | <Null> | <Null> | <Null> | Point | <Null> | -117.63 | 33.4709 | Unknown | M01-095-3 | <Null> | Unaccessible | <Null> | <Null> | <Null> | <Null> | <Null> | <Null> | <Null> | <Null> | <Null> | <Null> | <Null> | <Null> | <Null> | <Null> | <Null>
17521 | SWGM-12863Added | <Null> | 2024-01-09 18:06 | OCENVRESUSER | <Null> | <Null> | 95 | M01 | Verified | Manhole | San Clemente | South | {CC240628-57B8-4986-8563-EBCC71C9B97A} | <Null> | <Null> | <Null> | <Null> | Point | <Null> | -117.6308 | 33.4704 | Unknown | M01-095-2 | <Null> | Unaccessible | <Null> | <Null> | <Null> | <Null> | <Null> | <Null> | <Null> | <Null> | <Null> | <Null> | <Null> | <Null> | <Null> | <Null> | <Null>
17515 | SWGM-12381Added | <Null> | 2024-01-09 18:06 | OCENVRESUSER | <Null> | <Null> | 38 | M01 | Not-Found | <Null> | San Clemente | South | {269742A4-C590-469F-869C-1EA8B58C1AC3} | <Null> | <Null> | <Null> | <Null> | Point | <Null> | -117.6406 | 33.4634 | Unknown | M01-038-1 | <Null> | Unaccessible | <Null> | <Null> | <Null> | <Null> | <Null> | <Null> | <Null> | <Null> | <Null> | <Null> | <Null> | <Null> | <Null> | <Null> | <Null>
17528 | SWGM-14764Added | <Null> | 2024-01-09 18:06 | OCENVRESUSER | <Null> | <Null> | 111 | SC04 | Not-Found | Outfall | San Clemente | South | {1B20AC6A-2B61-4545-8B35-5F2BABF13FA5} | <Null> | <Null> | <Null> | <Null> | Point | <Null> | -117.6024 | 33.4095 | Unknown | SC04-111-1 | <Null> | Unaccessible | <Null> | <Null> | <Null> | <Null> | <Null> | <Null> | <Null> | <Null> | <Null> | <Null> | <Null> | <Null> | <Null> | <Null> | <Null>
17531 | SWGM-14200Added | <Null> | 2024-01-09 18:06 | OCENVRESUSER | <Null> | <Null> | 70 | M00.1 | Removed From Inventory | Outfall | San Clemente | South | {00CFC346-7E5B-43E9-9128-AE7E6A4045B0} | <Null> | <Null> | <Null> | <Null> | Point | <Null> | -117.606 | 33.4161 | Unknown | M00.1-070-5 | <Null> | Unaccessible | <Null> | <Null> | <Null> | <Null> | <Null> | <Null> | <Null> | <Null> | <Null> | <Null> | <Null> | <Null> | <Null> | <Null> | <Null>
17535 | M02-cruzAdded | <Null> | 2024-01-09 18:06 | OCENVRESUSER | <Null> | <Null> | 41 | M02 | Not-Found | Outfall | San Clemente | South | {50B120F1-2A4E-4F12-AE52-A951C2583BE6} | <Null> | <Null> | <Null> | <Null> | Point | <Null> | -117.6079 | 33.4526 | Unknown | M02-041-1 | <Null> | Unaccessible | <Null> | <Null> | <Null> | <Null> | <Null> | <Null> | <Null> | <Null> | <Null> | <Null> | <Null> | <Null> | <Null> | <Null> | <Null>
17537 | M02-picochannelAdded | <Null> | 2024-01-09 18:06 | OCENVRESUSER | <Null> | <Null> | 56 | M02 | Not-Found | Outfall | San Clemente | South | {7EC75E6A-EB12-4BA9-8740-A39709EF9254} | <Null> | <Null> | <Null> | <Null> | Point | <Null> | -117.6192 | 33.4396 | Unknown | M02-056-2 | <Null> | Unaccessible | <Null> | <Null> | <Null> | <Null> | <Null> | <Null> | <Null> | <Null> | <Null> | <Null> | <Null> | <Null> | <Null> | <Null> | <Null>
17539 | SWGM-13114Added | <Null> | 2024-01-09 18:06 | OCENVRESUSER | <Null> | <Null> | 101 | M02 | Not-Found | <Null> | San Clemente | South | {6C97D16D-14C2-4A09-BF57-C7CD6F27C686} | <Null> | <Null> | <Null> | <Null> | Point | <Null> | -117.6323 | 33.4323 | Unknown | M02-101-1 | <Null> | Unaccessible | <Null> | <Null> | <Null> | <Null> | <Null> | <Null> | <Null> | <Null> | <Null> | <Null> | <Null> | <Null> | <Null> | <Null> | <Null>
17541 | 380Added | <Null> | 2024-01-09 18:06 | OCENVRESUSER | <Null> | <Null> | 714 | L02 | Not-Found | Outfall | San Juan Capistrano | South | {249977CF-C586-4D74-A3B9-5B38351E0791} | <Null> | <Null> | <Null> | <Null> | Point | <Null> | -117.6719 | 33.5156 | Unknown | L02-714-1 | <Null> | Unaccessible | 1 | 0 | Equal | 0 | 0 | 0 | 0 | 0 | 0 | <Null> | <Null> | <Null> | <Null> | <Null> | <Null>
17545 | L01-arroyoAdded | <Null> | 2024-01-09 18:06 | OCENVRESUSER | <Null> | <Null> | 749 | L01 | Not-Found | Outfall | San Juan Capistrano | South | {D1723A99-9FCC-479C-B5A8-7048B1B66EC4} | <Null> | <Null> | <Null> | <Null> | Point | <Null> | -117.6438 | 33.5062 | Unknown | L01-749-4 | <Null> | Unaccessible | <Null> | <Null> | <Null> | <Null> | <Null> | <Null> | <Null> | <Null> | <Null> | <Null> | <Null> | <Null> | <Null> | <Null> | <Null>
17546 | 425Added | <Null> | 2024-01-09 18:06 | OCENVRESUSER | <Null> | <Null> | 579 | L01 | Not-Found | Outfall | San Juan Capistrano | South | {1C87A5B5-8E40-4347-A133-3A270565074D} | <Null> | <Null> | <Null> | <Null> | Point | <Null> | -117.6602 | 33.4929 | Unknown | L01-579-1 | <Null> | Unaccessible | <Null> | <Null> | <Null> | <Null> | <Null> | <Null> | <Null> | <Null> | <Null> | <Null> | <Null> | <Null> | <Null> | <Null> | <Null>
17547 | 635Added | <Null> | 2024-01-09 18:06 | OCENVRESUSER | <Null> | <Null> | 579 | L01 | Not-Found | Outfall | San Juan Capistrano | South | {9E0455A8-A338-4348-9D53-15F47FCF3190} | <Null> | <Null> | <Null> | <Null> | Point | <Null> | -117.659 | 33.494 | Unknown | L01-579-2 | <Null> | Unaccessible | 1 | 0 | Equal | 0 | 0 | 0 | 0 | 0 | 0 | <Null> | <Null> | <Null> | <Null> | <Null> | <Null>
17550 | L01-sjcreekrdAdded. Private Property. Riverbank overgrown with veg | <Null> | 2024-01-09 18:06 | OCENVRESUSER | <Null> | <Null> | 548 | L01 | Un-Verified | Outfall | San Juan Capistrano | South | {98D25B77-7AAB-4526-AC56-F41C01FDBB20} | <Null> | <Null> | <Null> | <Null> | Point | <Null> | -117.6305 | 33.5122 | Unknown | L01-548-1 | <Null> | Unaccessible | <Null> | <Null> | <Null> | <Null> | <Null> | <Null> | <Null> | <Null> | <Null> | <Null> | <Null> | <Null> | <Null> | <Null> | <Null>
19561 | Dana Point Harbor drainage area 4 | 15 | 2024-01-09 18:06 | OCENVRESUSER | <Null> | <Null> | 12107 | L00 | Verified | Outfall | Dana Point | South | {A4FB9C3F-651A-450A-91B9-570B2150FCB2} | <Null> | <Null> | <Null> | <Null> | Point | <Null> | -117.6991 | 33.4616 | Unknown | L00-12107-3 | <Null> | Unaccessible | <Null> | <Null> | <Null> | <Null> | <Null> | <Null> | <Null> | <Null> | <Null> | <Null> | <Null> | <Null> | <Null> | <Null> | <Null>
19562 | <Null> | 18 | 2024-01-09 18:06 | OCENVRESUSER | <Null> | <Null> | 12095 | L00 | Verified | Outfall | Dana Point | South | {947F4C90-A7A8-45C6-9B8A-352A36CB3CA4} | <Null> | <Null> | <Null> | <Null> | Point | <Null> | -117.7062 | 33.4625 | Unknown | L00-12095-1 | <Null> | Unaccessible | <Null> | <Null> | <Null> | <Null> | <Null> | <Null> | <Null> | <Null> | <Null> | <Null> | <Null> | <Null> | <Null> | <Null> | <Null>
19563 | <Null> | 18 | 2024-01-09 18:06 | OCENVRESUSER | <Null> | <Null> | 12107 | L00 | Verified | Outfall | Dana Point | South | {F401BE34-D623-49A1-8C01-EE9D89FC3CBE} | <Null> | <Null> | <Null> | <Null> | Point | <Null> | -117.697 | 33.4611 | Unknown | L00-12107-2 | <Null> | Unaccessible | <Null> | <Null> | <Null> | <Null> | <Null> | <Null> | <Null> | <Null> | <Null> | <Null> | <Null> | <Null> | <Null> | <Null> | <Null>
19564 | <Null> | 18 | 2024-01-09 18:06 | OCENVRESUSER | <Null> | <Null> | 12107 | L00 | Verified | Outfall | Dana Point | South | {FA27C98E-D545-4F89-AAA8-03E5953D05DD} | <Null> | <Null> | <Null> | <Null> | Point | <Null> | -117.691 | 33.4612 | Unknown | L00-12107-4 | <Null> | Unaccessible | 1 | 0 | Equal | 0 | 0 | 0 | 0 | 0 | 0 | <Null> | <Null> | <Null> | <Null> | <Null> | <Null>
284 | <Null> | 30 | 2024-01-09 18:06 | OCENVRESUSER | <Null> | <Null> | 702 | L04 | Verified | Outfall | Mission Viejo | South | {B2C52179-A2B5-48C9-99A4-FA93750D594E} | Not A Priority | <Null> | <Null> | <Null> | Point | <Null> | -117.6734 | 33.5824 | Unknown | L04-702-3 | <Null> | Unaccessible | 2 | 0.02 | 20% Or More Above Average Discharge | 0.5 | 0.01 | 3 | 0.01 | 0.02 | 0 | <Null> | <Null> | <Null> | <Null> | <Null> | <Null>
245 | <Null> | 42 | 2024-01-09 18:06 | OCENVRESUSER | <Null> | <Null> | 86 | SM01 | Verified | Outfall | San Clemente | South | {3F28F93D-68A5-4355-B7E9-8E704FB9707E} | Not A Priority | <Null> | <Null> | <Null> | Point | <Null> | -117.5733 | 33.4561 | Unknown | SM01-086-2 | <Null> | Unaccessible | 1 | 0.02 | Equal | 1 | 0.02 | 6 | 0.02 | 0.02 | 0.02 | <Null> | <Null> | <Null> | <Null> | <Null> | <Null>
258 | <Null> | 42 | 2024-01-26 17:40 | OCENVRESUSER | <Null> | <Null> | 125 | L01 | Verified | Outfall | Rancho Santa Margarita | South | {33F2DC65-D927-4563-A681-F329D3F84B4B} | Priority | <Null> | <Null> | <Null> | Point | <Null> | -117.5642 | 33.6553 | Unknown | L01-125-3 | <Null> | Unaccessible | 11 | 0.0525 | 20% Or More Above Average Discharge | 0.62 | 0.03 | 4.3373 | 0.034201 | 0.09 | 0 | 65 | <Null> | <Null> | <Null> | <Null> | <Null>
287 | El Toro Water District - 23392 La Glorieta | 36 | 2024-01-09 18:06 | OCENVRESUSER | <Null> | <Null> | 232 | L04 | Verified | Outfall | Mission Viejo | South | {465316A8-AEA2-4AA7-A77A-F8F886F9F636} | Not A Priority | <Null> | <Null> | <Null> | Point | <Null> | -117.6698 | 33.6225 | Yes | L04-232-1 | <Null> | Unaccessible | 3 | 0.052812 | 20% Or More Above Average Discharge | 0.6 | 0.036667 | 6.7267 | 0.020937 | 0.052812 | 0 | <Null> | <Null> | <Null> | <Null> | <Null> | <Null>
310 | <Null> | 36 | 2024-01-09 18:06 | OCENVRESUSER | <Null> | <Null> | 241 | L03 | Not-Found | Outfall | Mission Viejo | South | {0E83D58E-19F0-4EEE-9B67-DCC2AB0FC67B} | Not A Priority | <Null> | <Null> | <Null> | Point | <Null> | -117.6506 | 33.6155 | Unknown | L03-241-7 | <Null> | Unaccessible | 4 | 0 | Equal | 0 | 0 | 0 | 0 | 0 | 0 | <Null> | <Null> | <Null> | <Null> | <Null> | <Null>
322 | L03P24 | 66 | 2024-01-26 17:40 | OCENVRESUSER | <Null> | <Null> | 142 | L03 | Verified | Outfall | Rancho Santa Margarita | South | {82E345FE-8901-4935-B75E-BDD689E85A6F} | Not A Priority | <Null> | <Null> | <Null> | Point | <Null> | -117.6208 | 33.6684 | Unknown | L03-142-1 (L03P24) | <Null> | Unaccessible | 9 | 0.024 | 20% Or More Above Average Discharge | 0.56667 | 0.018333 | 4.5656 | 0.018174 | 0.036 | 0.0012 | <Null> | <Null> | <Null> | <Null> | <Null> | <Null>
204 | <Null> | 30 | 2024-01-09 18:06 | OCENVRESUSER | <Null> | <Null> | 12046 | K01 | Not-Found | Outfall | Dana Point | South | {5AA3C4D5-10A6-4A89-A88A-794258116AA8} | Not A Priority | <Null> | <Null> | <Null> | Point | <Null> | -117.718 | 33.4906 | Unknown | K01-12046-1 | <Null> | Unaccessible | <Null> | <Null> | <Null> | <Null> | <Null> | <Null> | <Null> | <Null> | <Null> | <Null> | <Null> | <Null> | <Null> | <Null> | <Null>
177 | <Null> | 36 | 2024-01-26 17:49 | OCENVRESUSER | <Null> | <Null> | 602 | L01 | Verified | Outfall | San Juan Capistrano | South | {99C5D60F-3F09-4BFF-AE19-4319471F81EF} | Not A Priority | <Null> | <Null> | <Null> | Point | <Null> | -117.6537 | 33.4983 | Yes | L01-602-2 | <Null> | Unaccessible | <Null> | <Null> | <Null> | <Null> | <Null> | <Null> | <Null> | <Null> | <Null> | <Null> | <Null> | <Null> | <Null> | <Null> | <Null>
155 |  | 42 | 2024-01-09 18:06 | OCENVRESUSER | <Null> | <Null> | 61 | M02 | Not-Found | Outfall | San Clemente | South | {84D2E4CD-DA3B-475D-8074-11942B78F73F} | Not A Priority | <Null> | <Null> | <Null> | Point | <Null> | -117.6277 | 33.4334 | Unknown | M02-061-3 | <Null> | Unaccessible | <Null> | <Null> | <Null> | <Null> | <Null> | <Null> | <Null> | <Null> | <Null> | <Null> | <Null> | <Null> | <Null> | <Null> | <Null>
173 | <Null> | 36 | 2024-01-26 17:49 | OCENVRESUSER | <Null> | <Null> | 618 | L01 | Verified | Outfall | San Juan Capistrano | South | {6CAF875E-8955-448F-B3BC-D7F75183DDDE} | Not A Priority | <Null> | <Null> | <Null> | Point | <Null> | -117.6485 | 33.5025 | Unknown | L01-618-4 | <Null> | Unaccessible | 10 | 0 | Equal | 0 | 0 | 0 | 0 | 0 | 0 | <Null> | <Null> | <Null> | <Null> | <Null> | <Null>
174 | <Null> | 36 | 2024-01-26 17:49 | OCENVRESUSER | <Null> | <Null> | 618 | L01 | Verified | Outfall | San Juan Capistrano | South | {A981599B-D002-446E-B808-453E58ACEA12} | Not A Priority | <Null> | <Null> | <Null> | Point | <Null> | -117.65 | 33.5016 | Unknown | L01-618-3 | <Null> | Unaccessible | 1 | 0 | Equal | 0 | 0 | 0 | 0 | 0 | 0 | <Null> | <Null> | <Null> | <Null> | <Null> | <Null>
83 | J05P01 | 36 | 2024-01-26 17:36 | OCENVRESUSER | <Null> | <Null> | 9255 | J05 | Verified | Outfall | Laguna Hills | South | {E4A45859-C01A-4CBC-8954-294275402A42} | Not A Priority | <Null> | <Null> | <Null> | Point | <Null> | -117.7064 | 33.5846 | Yes | J05-9255-1 (J05P01) | <Null> | Unaccessible | 1 | 0 | Equal | 0 | 0 | 0 | 0 | 0 | 0 | <Null> | <Null> | <Null> | <Null> | <Null> | <Null>
86 | Vista Blanca | 36 | 2024-01-09 18:06 | OCENVRESUSER | <Null> | <Null> | 72 | SC02 | Not-Found | Outfall | San Clemente | South | {94C5A15C-BF87-4C07-B590-BE8EF1F95917} | Not A Priority | <Null> | <Null> | <Null> | Point | <Null> | -117.6012 | 33.3999 | Unknown | SC02-072-2 | <Null> | Unaccessible | 1 | 0 | Equal | 0 | 0 | 0 | 0 | 0 | 0 | <Null> | <Null> | <Null> | <Null> | <Null> | <Null>
89 | <Null> | 54 | 2024-01-26 00:50 | OCENVRESUSER | <Null> | <Null> | 9313 | J01 | Verified | Outfall | Aliso Viejo | South | {6C557F4D-24D0-4AC7-9549-68AEDF86E4E7} | Not A Priority | <Null> | <Null> | <Null> | Point | <Null> | -117.7434 | 33.5626 | Unknown | J01-9313-1 | <Null> | Unaccessible | 1 | 0.05 | Equal | 1 | 0.05 | 6 | 0.05 | 0.05 | 0.05 | <Null> | <Null> | <Null> | <Null> | <Null> | <Null>
118 | Bluebird Canyon Ln | 48 | 2024-01-26 17:34 | OCENVRESUSER | <Null> | <Null> | 11468 | I00 | Verified | Outfall | Laguna Beach | South | {60A6CD6E-DA16-422B-8EDA-6D2EFD365167} | Priority | <Null> | <Null> | <Null> | Point | <Null> | -117.769 | 33.5357 | Yes | I00-11468-1 | <Null> | Unaccessible | 14 | 0.005263 | Below Average Discharge | 0.66357 | 0.047143 | 6.2429 | 0.039855 | 0.3 | 0.0024 | 55 | <Null> | <Null> | Yes | <Null> | <Null>
130 | <Null> | 42 | 2024-01-09 18:06 | OCENVRESUSER | <Null> | <Null> | 67 | SC03 | Not-Found | Outfall | San Clemente | South | {DF47329E-F77E-4599-B57A-8EFF91BAFFDD} | Not A Priority | <Null> | <Null> | <Null> | Point | <Null> | -117.6017 | 33.4073 | Unknown | SC03-067-2 | <Null> | Unaccessible | <Null> | <Null> | <Null> | <Null> | <Null> | <Null> | <Null> | <Null> | <Null> | <Null> | <Null> | <Null> | <Null> | <Null> | <Null>
131 | M00S05 | 36 | 2024-01-09 18:06 | OCENVRESUSER | <Null> | <Null> | 90 | SC04 | Verified | Outfall | San Clemente | South | {DE2C9C7C-1EC0-4399-BB37-7C16CCCA15B9} | Not A Priority | <Null> | <Null> | <Null> | Point | <Null> | -117.5952 | 33.4139 | Unknown | SC04-090-1 (M00S05) | <Null> | Unaccessible | 1 | 0 | Equal | 0 | 0 | 0 | 0 | 0 | 0 | <Null> | <Null> | <Null> | <Null> | <Null> | <Null>
132 | M00S05 | 36 | 2024-01-09 18:06 | OCENVRESUSER | <Null> | <Null> | 90 | SC04 | Verified | Outfall | San Clemente | South | {F00D1386-0BD2-47E9-BB27-849EC6EB3B4C} | Not A Priority | <Null> | <Null> | <Null> | Point | <Null> | -117.595 | 33.4138 | Unknown | SC04-090-2 (M00S05) | <Null> | Unaccessible | 1 | 0 | Equal | 0 | 0 | 0 | 0 | 0 | 0 | <Null> | <Null> | <Null> | <Null> | <Null> | <Null>
17 | K01P02 | 84 | 2024-01-09 18:06 | OCENVRESUSER | <Null> | <Null> | 12159 | K01 | Not-Found | Outfall | Dana Point | South | {AC155FA3-6D39-4C35-9CD7-023EE0F33BB8} | Not A Priority | <Null> | <Null> | <Null> | Point | <Null> | -117.7153 | 33.4808 | Unknown | K01-12159-1 (K01P02) | <Null> | Unaccessible | <Null> | <Null> | <Null> | <Null> | <Null> | <Null> | <Null> | <Null> | <Null> | <Null> | <Null> | <Null> | <Null> | <Null> | <Null>
47 | <Null> | 30 | 2024-01-09 18:06 | OCENVRESUSER | <Null> | <Null> | 9800 | J05 | Verified | Outfall | Laguna Hills | South | {61C8BB11-6A81-453E-B067-468DF1EBE6F9} | Not A Priority | <Null> | <Null> | <Null> | Point | <Null> | -117.7044 | 33.5867 | Unknown | J05-9800-1 | <Null> | Unaccessible | <Null> | <Null> | <Null> | <Null> | <Null> | <Null> | <Null> | <Null> | <Null> | <Null> | <Null> | <Null> | <Null> | <Null> | <Null>
24003 | Dana Point Harbor | 51 | 2024-01-09 18:06 | OCENVRESUSER | <Null> | <Null> | 12094 | L00 | Un-Verified | Outfall | Dana Point | South | {D14D2DAA-12BA-4B11-931B-5519CD1E11A1} | <Null> | Not Deployed | <Null> | <Null> | Point | <Null> | -117.7018 | 33.4622 | Unknown | L00-12094-1dd | <Null> | Unaccessible | <Null> | <Null> | <Null> | <Null> | <Null> | <Null> | <Null> | <Null> | <Null> | <Null> | <Null> | <Null> | <Null> | <Null> | <Null>
85 | Calle Ariana | 36 | 2024-01-09 18:06 | OCENVRESUSER | <Null> | <Null> | 77 | SC01 | Removed From Inventory | Outfall | San Clemente | South | {8214846F-F581-46C0-852B-22F6222E000C} | Not A Priority | <Null> | <Null> | <Null> | Point | <Null> | -117.5999 | 33.3961 | Yes | SC01-077-1 | <Null> | Private property | 11 | 0.153 | 20% Or More Above Average Discharge | 0.87182 | 0.075 | 7.8982 | 0.057989 | 0.198 | 0.007 | <Null> | <Null> | <Null> | <Null> | <Null> | <Null>
138 | 6x6 box channel San Clemente | 42 | 2024-01-09 18:06 | OCENVRESUSER | <Null> | <Null> | 70 | M00.1 | Verified | Outfall | San Clemente | South | {99C106FF-42C9-4E09-9F9D-F0122873E0B9} | Not A Priority | Complete | 2016-09-01 | 2016-09-27 | Point | <Null> | -117.606 | 33.4159 | Unknown | M00.1-070-3 | <Null> | Private property | 1 | 0 | Equal | 0 | 0 | 0 | 0 | 0 | 0 | <Null> | <Null> | <Null> | <Null> | <Null> | <Null>
135 | <Null> | 36 | 2024-01-09 18:06 | OCENVRESUSER | <Null> | <Null> | 70 | M00.1 | Verified | Outfall | San Clemente | South | {BA45F332-A94D-4D87-A061-4F0DFA9237AB} | Not A Priority | <Null> | <Null> | <Null> | Point | <Null> | -117.6078 | 33.4134 | Unknown | M00.1-070-1 | <Null> | Private property | 2 | 0 | Equal | 0 | 0 | 0 | 0 | 0 | 0 | <Null> | <Null> | <Null> | <Null> | <Null> | <Null>
136 | <Null> | 48 | 2024-01-09 18:06 | OCENVRESUSER | <Null> | <Null> | 70 | M00.1 | Verified | Outfall | San Clemente | South | {124D173A-326D-44F2-984D-99EDBEB66658} | Not A Priority | <Null> | <Null> | <Null> | Point | <Null> | -117.6075 | 33.4136 | Unknown | M00.1-070-2 | <Null> | Private property | 3 | 0 | Equal | 0 | 0 | 0 | 0 | 0 | 0 | <Null> | <Null> | <Null> | <Null> | <Null> | <Null>
142 | <Null> | 48 | 2024-01-09 18:06 | OCENVRESUSER | <Null> | <Null> | 73 | SC05 | Verified | Outfall | San Clemente | South | {CF4AC0E7-76D8-46E8-A904-70996F12535D} | Not A Priority | <Null> | <Null> | <Null> | Point | <Null> | -117.6137 | 33.4165 | Unknown | SC05-073-2 | <Null> | Private property | 3 | 0 | Equal | 0 | 0 | 0 | 0 | 0 | 0 | <Null> | <Null> | <Null> | <Null> | <Null> | <Null>
17516 | SWGM-12645Added | <Null> | 2024-01-09 18:06 | OCENVRESUSER | <Null> | <Null> | 14 | M01 | Not-Found | <Null> | San Clemente | South | {890A4009-7DB4-4D6B-B8C8-A5D9273FC5EA} | <Null> | <Null> | <Null> | <Null> | Point | <Null> | -117.6279 | 33.4776 | Unknown | M01-014-1 | <Null> | Private property | <Null> | <Null> | <Null> | <Null> | <Null> | <Null> | <Null> | <Null> | <Null> | <Null> | <Null> | <Null> | <Null> | <Null> | <Null>
17495 | CDC13Added | <Null> | 2024-01-09 18:06 | OCENVRESUSER | <Null> | <Null> | 414 | L01 | Verified | Manhole | Orange Co | South | {862897D6-7083-40C4-81E3-7ECB0CF4CB14} | <Null> | <Null> | <Null> | <Null> | Point | <Null> | -117.5903 | 33.5618 | Unknown | L01-414-4 | <Null> | Private property | <Null> | <Null> | <Null> | <Null> | <Null> | <Null> | <Null> | <Null> | <Null> | <Null> | <Null> | <Null> | <Null> | <Null> | <Null>
485 | <Null> | 48 | 2024-01-09 18:06 | OCENVRESUSER | <Null> | <Null> | 502 | L02 | Not-Found | Outfall | San Juan Capistrano | South | {F488A79A-87D8-4F1F-8DD5-8838236FBA0F} | Not A Priority | <Null> | <Null> | <Null> | Point | <Null> | -117.667 | 33.5321 | Unknown | L02-502-3 | <Null> | Private property | 1 | 0 | Equal | 0 | 0 | 0 | 0 | 0 | 0 | <Null> | <Null> | <Null> | <Null> | <Null> | <Null>
487 | J07 culvert under Los Alisos | <Null> | 2024-01-09 18:06 | OCENVRESUSER | 96 | 96 | 9022 | J07 | Removed From Inventory | Culvert | Mission Viejo | South | {AB111B61-27DD-4224-A18A-C81FDAB57C49} | Not A Priority | <Null> | <Null> | <Null> | Point | <Null> | -117.6662 | 33.6291 | Unknown | J07-9022-4 | <Null> | Easily accessible | <Null> | <Null> | <Null> | <Null> | <Null> | <Null> | <Null> | <Null> | <Null> | <Null> | <Null> | <Null> | <Null> | <Null> | <Null>
488 | <Null> | 30 | 2024-01-09 18:06 | OCENVRESUSER | <Null> | <Null> | 10013 | J07 | Verified | Outfall | Mission Viejo | South | {03D32089-B9AB-46E6-8B75-80E0C7BA1A7B} | Not A Priority | <Null> | <Null> | <Null> | Point | <Null> | -117.666 | 33.6294 | Unknown | J07-10013-1 | <Null> | Easily accessible | 1 | 0 | Equal | 0 | 0 | 0 | 0 | 0 | 0 | <Null> | <Null> | <Null> | <Null> | <Null> | <Null>
479 | <Null> | 24 | 2024-01-09 18:06 | OCENVRESUSER | <Null> | <Null> | 9109 | J07 | Verified | Outfall | Mission Viejo | South | {D1D0A9E9-5587-487D-9750-5A53903E0E66} | Not A Priority | <Null> | <Null> | <Null> | Point | <Null> | -117.656 | 33.6465 | Unknown | J07-9109-3 | <Null> | Easily accessible | <Null> | <Null> | <Null> | <Null> | <Null> | <Null> | <Null> | <Null> | <Null> | <Null> | <Null> | <Null> | <Null> | <Null> | <Null>
481 | <Null> | 24 | 2024-01-09 18:06 | OCENVRESUSER | <Null> | <Null> | 108 | L02 | Verified | Outfall | Mission Viejo | South | {E96C5652-1A68-445A-9DD6-A4CE91316C2D} | Not A Priority | <Null> | <Null> | <Null> | Point | <Null> | -117.6633 | 33.5376 | Unknown | L02-108-1 | <Null> | Easily accessible | 1 | 0 | Equal | 0 | 0 | 0 | 0 | 0 | 0 | <Null> | <Null> | <Null> | <Null> | <Null> | <Null>
473 | Dairy Fork - Aliso Viejo Parkway and Moulton Parkway; J06-3 | 102 | 2024-01-09 18:06 | OCENVRESUSER | <Null> | <Null> | 9362 | J06 | Removed From Inventory | Outfall | Aliso Viejo | South | {6C09ABBE-A3FA-446F-8833-18EF593C866D} | Not A Priority | Complete | 2016-06-24 07:00 | 2016-07-11 07:00 | Point | <Null> | -117.7143 | 33.5911 | Yes | J06-9362-1 (J06-03) | <Null> | Easily accessible | 12 | 2.1913 | 20% Or More Above Average Discharge | 5.5667 | 0.3125 | 13.025 | 0.75546 | 2.1913 | 0.40364 | <Null> | <Null> | <Null> | <Null> | <Null> | <Null>
474 | <Null> | 30 | 2024-01-09 18:06 | OCENVRESUSER | <Null> | <Null> | 266 | L04 | Verified | Outfall | Mission Viejo | South | {F73D502B-C6FB-4A9D-A222-D6FDE3875354} | Not A Priority | <Null> | <Null> | <Null> | Point | <Null> | -117.6689 | 33.6073 | Yes | L04-266-4 | <Null> | Easily accessible | 8 | 0.09 | 20% Or More Above Average Discharge | 0.50625 | 0.0425 | 2.06 | 0.065681 | 0.09 | 0.045455 | <Null> | <Null> | <Null> | <Null> | <Null> | <Null>
447 | <Null> | 54 | 2024-01-09 18:06 | OCENVRESUSER | <Null> | <Null> | 12036 | K01 | Verified | Outfall | Laguna Niguel | South | {27FDF89D-E07B-4D2F-B470-DABB97A9B098} | Priority | Complete | 2016-08-12 07:00 | 2016-09-01 07:00 | Point | <Null> | -117.7167 | 33.5122 | Yes | K01-12036-10 | <Null> | Easily accessible | 14 | 0.18591 | 20% Or More Above Average Discharge | 0.59214 | 0.016429 | 12.5683 | 0.017986 | 0.18591 | 0 | 22 | <Null> | <Null> | <Null> | <Null> | <Null>
462 | <Null> | 48 | 2024-01-09 18:06 | OCENVRESUSER | <Null> | <Null> | 9082 | J01 | Verified | Outfall | Aliso Viejo | South | {D57375B8-DA33-4EBF-B4C6-11FF1DA7BC5E} | Not A Priority | <Null> | <Null> | <Null> | Point | <Null> | -117.7457 | 33.5816 | Unknown | J01-9082-3 | <Null> | Easily accessible | 17 | 0 | Below Average Discharge | 0.061765 | 0.002647 | 0.19412 | 0.005053 | 0.085909 | 0 | <Null> | <Null> | <Null> | <Null> | <Null> | <Null>
463 | <Null> | 42 | 2024-01-09 18:06 | OCENVRESUSER | <Null> | <Null> | 9082 | J01 | Verified | Outfall | Aliso Viejo | South | {AFB6CBDA-AC92-4821-99CD-EDC47B411745} | Priority | Complete | 2016-06-09 07:00 | 2016-06-24 07:00 | Point | <Null> | -117.7457 | 33.5816 | Yes | J01-9082-4 | <Null> | Easily accessible | 19 | 0.015845 | Below Average Discharge | 0.65632 | 0.047939 | 14.8579 | 0.023004 | 0.056 | 0.000828 | 35 | <Null> | <Null> | <Null> | <Null> | <Null>
435 | AB-1 | 48 | 2024-01-09 18:06 | OCENVRESUSER | <Null> | <Null> | 11017 | LC05 | Verified | Outfall | Laguna Beach | South | {24F652D0-BF65-4204-9DC3-780FC50FFC89} | Not A Priority | <Null> | <Null> | <Null> | Point | <Null> | -117.7553 | 33.513 | Unknown | LC05-11017-1 | <Null> | Easily accessible | 13 | 0 | Equal | 0 | 0 | 0 | 0 | 0 | 0 | <Null> | <Null> | <Null> | <Null> | <Null> | <Null>
436 | <Null> | 48 | 2024-01-09 18:06 | OCENVRESUSER | <Null> | <Null> | 12015 | DP04 | Verified | Outfall | Laguna Beach | South | {B9E368D1-0601-4D99-B7EE-076F034D1D23} | Not A Priority | <Null> | <Null> | <Null> | Point | <Null> | -117.7474 | 33.5046 | Yes | DP04-12015-1 | <Null> | Easily accessible | 11 | 0 | Below Average Discharge | 0.50727 | 0.018182 | 5.8636 | 0.010065 | 0.045 | 0 | <Null> | <Null> | <Null> | <Null> | <Null> | <Null>
437 | <Null> | 24 | 2024-01-09 18:06 | OCENVRESUSER | <Null> | <Null> | 12062 | K01 | Removed From Inventory | Culvert | Laguna Niguel | South | {F5658E73-134D-46C1-99A7-7FD86D2FD83D} | Not A Priority | <Null> | <Null> | <Null> | Point | <Null> | -117.6905 | 33.509 | Unknown | K01-12062-2 | <Null> | Easily accessible | 6 | 0 | Below Average Discharge | 0.25 | 0.05 | 0.83333 | 0.09 | 0.54 | 0 | <Null> | <Null> | <Null> | <Null> | <Null> | <Null>
452 | <Null> | 48 | 2024-01-09 18:06 | OCENVRESUSER | <Null> | <Null> | 9234 | J03 | Verified | Outfall | Laguna Niguel | South | {0C213075-F3BE-4202-976F-D3228FB0F4F4} | Not A Priority | <Null> | <Null> | <Null> | Point | <Null> | -117.707 | 33.5198 | Yes | J03-9234-5 | <Null> | Easily accessible | 3 | 0.010824 | Below Average Discharge | 1.0533 | 0.07 | 43 | 0.012591 | 0.0234 | 0.00355 | <Null> | <Null> | <Null> | <Null> | <Null> | <Null>
453 | J03P05 | 32 | 2024-01-09 18:06 | OCENVRESUSER | <Null> | <Null> | 9005 | J01 | Verified | Outfall | Laguna Niguel | South | {52B382AC-AB27-4511-A669-6563FF894AC3} | Not A Priority | <Null> | <Null> | <Null> | Point | <Null> | -117.7043 | 33.5401 | Unknown | J01-9005-2 (J03P05) | <Null> | Easily accessible | 1 | 0 | Equal | 0 | 0 | 0 | 0 | 0 | 0 | <Null> | <Null> | <Null> | <Null> | <Null> | <Null>
454 | CMP to Laguna Niguel Lake - connected to J01-9005-3 | 60 | 2024-01-09 18:06 | OCENVRESUSER | <Null> | <Null> | 9005 | J01 | Removed From Inventory | Outfall | Laguna Niguel | South | {8B625F7E-A7BA-49E3-9E72-1DAAB1A85A9F} | Not A Priority | <Null> | <Null> | <Null> | Point | <Null> | -117.703 | 33.5461 | Unknown | J01-9005-4 | <Null> | Easily accessible | 8 | 0 | Below Average Discharge | 0.15714 | 0.10635 | 0.75 | 0.011 | 0.088 | 0 | <Null> | <Null> | <Null> | <Null> | <Null> | <Null>
455 | CMP connects J01-9005-3 to Laguna Niguel Lake | 60 | 2024-01-09 18:06 | OCENVRESUSER | <Null> | <Null> | 9005 | J01 | Removed From Inventory | Outfall | Laguna Niguel | South | {E425B718-2610-4FC6-9855-D95969E43C64} | Not A Priority | <Null> | <Null> | <Null> | Point | <Null> | -117.7031 | 33.5462 | Unknown | J01-9005-5 | <Null> | Easily accessible | 5 | 0 | Below Average Discharge | 0.2 | 0.06 | 2 | 0.036 | 0.18 | 0 | <Null> | <Null> | <Null> | <Null> | <Null> | <Null>
456 | <Null> | 24 | 2024-01-09 18:06 | OCENVRESUSER | <Null> | <Null> | 9005 | J01 | Verified | Outfall | Laguna Niguel | South | {61BCAEB6-C086-4C5F-A957-EA2C0ABCBD3D} | Not A Priority | <Null> | <Null> | <Null> | Point | <Null> | -117.7056 | 33.5495 | Yes | J01-9005-6 | <Null> | Easily accessible | <Null> | <Null> | <Null> | <Null> | <Null> | <Null> | <Null> | <Null> | <Null> | <Null> | <Null> | <Null> | <Null> | <Null> | <Null>
457 | <Null> | <Null> | 2024-01-09 18:06 | OCENVRESUSER | 14 | 12.5 | 9249 | J04 | Verified | Box | Laguna Niguel | South | {43A0D628-01FD-445E-A64B-B954122259BC} | Priority | <Null> | <Null> | <Null> | Point | <Null> | -117.7099 | 33.5539 | Yes | J04-9249-1 | <Null> | Easily accessible | 7 | 0 | Below Average Discharge | 11.2143 | 0.73429 | 104.2143 | 1.1808 | 2.4 | 0 | 68 | <Null> | <Null> | <Null> | <Null> | <Null>
458 | L03P12 | 36 | 2024-01-09 18:06 | OCENVRESUSER | <Null> | <Null> | 316 | L03 | Verified | Outfall | Mission Viejo | South | {013DEF0D-A524-413F-A01F-3700B35EEACE} | Priority | <Null> | <Null> | <Null> | Point | <Null> | -117.6561 | 33.5962 | Yes | L03-316-4 | <Null> | Easily accessible | 13 | 0.004 | Below Average Discharge | 0.42462 | 0.016154 | 11.5 | 0.019996 | 0.216 | 0.000125 | 43 | <Null> | <Null> | <Null> | <Null> | <Null>
459 | <Null> | 36 | 2024-01-09 18:06 | OCENVRESUSER | <Null> | <Null> | 316 | L03 | Verified | Outfall | Mission Viejo | South | {3F70559C-0FAD-4D97-9983-A4BA1217498F} | Priority | <Null> | <Null> | <Null> | Point | <Null> | -117.6594 | 33.5909 | Yes | L03-316-2 | <Null> | Easily accessible | 15 | 0.17414 | 20% Or More Above Average Discharge | 0.734 | 0.022567 | 6.7853 | 0.023061 | 0.17414 | 0.0004 | 34 | <Null> | <Null> | <Null> | <Null> | <Null>
419 | Right pipe | 36 | 2024-01-09 18:06 | OCENVRESUSER | <Null> | <Null> | 11015 | I01 | Verified | Outfall | Laguna Beach | South | {DB9C2669-FA77-4FA1-A76C-F2D11E0410E4} | Not A Priority | <Null> | <Null> | <Null> | Point | <Null> | -117.7815 | 33.5479 | Unknown | I01-11015-3 | <Null> | Easily accessible | 12 | 0.010879 | 20% Or More Above Average Discharge | 0.0275 | 0.000833 | 0.15167 | 0.000906 | 0.010879 | 0 | <Null> | <Null> | <Null> | <Null> | <Null> | <Null>
420 | <Null> | 36 | 2024-01-09 18:06 | OCENVRESUSER | <Null> | <Null> | 11015 | I01 | Removed From Inventory | Outfall | Laguna Beach | South | {C0A7880B-DF89-4EE6-9AE2-B79C01385FBD} | Not A Priority | <Null> | <Null> | <Null> | Point | <Null> | -117.7816 | 33.5478 | Unknown | I01-11015-1 | <Null> | Easily accessible | 11 | 0 | Equal | 0 | 0 | 0 | 0 | 0 | 0 | <Null> | <Null> | <Null> | <Null> | <Null> | <Null>
421 | <Null> | 36 | 2024-01-16 18:49 | OCENVRESUSER | <Null> | <Null> | 11023 | I01 | Verified | Outfall | Laguna Beach | South | {EC705F4A-8057-41AB-99F6-CDD22A7AEEDC} | Priority | <Null> | <Null> | <Null> | Point | <Null> | -117.7803 | 33.5496 | Unknown | I01-11023-1 | <Null> | Easily accessible | 8 | 3e-05 | Below Average Discharge | 0.43125 | 0.007 | 11.625 | 0.002155 | 0.007917 | 0 | 43 | <Null> | <Null> | Yes | <Null> | <Null>
422 | <Null> | 36 | 2024-01-09 18:06 | OCENVRESUSER | <Null> | <Null> | 11023 | I01 | Verified | Outfall | Laguna Beach | South | {038D9EF3-E345-4A2B-A2E8-4C86B0814F1F} | Not A Priority | <Null> | <Null> | <Null> | Point | <Null> | -117.7796 | 33.5502 | Unknown | I01-11023-2 | <Null> | Easily accessible | 10 | 0 | Below Average Discharge | 0.025 | 0.001 | 0.732 | 0.000204 | 0.002049 | 0 | <Null> | <Null> | <Null> | <Null> | <Null> | <Null>
423 | <Null> | 36 | 2024-01-09 18:06 | OCENVRESUSER | <Null> | <Null> | 11023 | I01 | Verified | Outfall | Laguna Beach | South | {B1E7A48B-1DC2-43B1-BE7B-17B6936EF467} | Not A Priority | <Null> | <Null> | <Null> | Point | <Null> | -117.7789 | 33.5507 | Unknown | I01-11023-3 | <Null> | Easily accessible | 12 | 0 | Equal | 0 | 0 | 0 | 0 | 0 | 0 | <Null> | <Null> | <Null> | <Null> | <Null> | <Null>
424 | <Null> | 36 | 2024-01-09 18:06 | OCENVRESUSER | <Null> | <Null> | 11023 | I01 | Verified | Outfall | Laguna Beach | South | {4299039A-0613-47FF-B808-7CF8CD065E00} | Not A Priority | <Null> | <Null> | <Null> | Point | <Null> | -117.7783 | 33.5512 | Unknown | I01-11023-4 | <Null> | Easily accessible | 13 | 0 | Equal | 0 | 0 | 0 | 0 | 0 | 0 | <Null> | <Null> | <Null> | <Null> | <Null> | <Null>
425 | <Null> | 36 | 2024-01-09 18:06 | OCENVRESUSER | <Null> | <Null> | 11023 | I01 | Verified | Outfall | Laguna Beach | South | {37C6F748-E62C-4DCD-89A7-0CB6EFB76B47} | Not A Priority | <Null> | <Null> | <Null> | Point | <Null> | -117.7783 | 33.5512 | Unknown | I01-11023-5 | <Null> | Easily accessible | 14 | 0 | Equal | 0 | 0 | 0 | 0 | 0 | 0 | <Null> | <Null> | <Null> | <Null> | <Null> | <Null>
426 | <Null> | <Null> | 2024-01-09 18:06 | OCENVRESUSER | 48 | 60 | 11023 | I01 | Verified | Box | Laguna Beach | South | {A09056AF-CD2F-44F6-94B5-80F75E133E0B} | Not A Priority | <Null> | <Null> | <Null> | Point | <Null> | -117.7761 | 33.553 | Unknown | I01-11023-6 | <Null> | Easily accessible | 9 | 0 | Equal | 0 | 0 | 0 | 0 | 0 | 0 | <Null> | <Null> | <Null> | <Null> | <Null> | <Null>
427 | <Null> | 60 | 2024-01-09 18:06 | OCENVRESUSER | <Null> | <Null> | 11059 | I01 | Verified | Outfall | Laguna Beach | South | {C71E52F8-AC08-4469-BA89-8E02697C744D} | Not A Priority | <Null> | <Null> | <Null> | Point | <Null> | -117.7755 | 33.5536 | Unknown | I01-11059-1 | <Null> | Easily accessible | 13 | 0 | Equal | 0 | 0 | 0 | 0 | 0 | 0 | <Null> | <Null> | <Null> | <Null> | <Null> | <Null>
428 | <Null> | 36 | 2024-01-09 18:06 | OCENVRESUSER | <Null> | <Null> | 11059 | I01 | Verified | Outfall | Laguna Beach | South | {8A75D24A-9302-4837-9C8D-5CEE11DCAB92} | Not A Priority | <Null> | <Null> | <Null> | Point | <Null> | -117.7754 | 33.5536 | Unknown | I01-11059-2 | <Null> | Easily accessible | 14 | 0 | Equal | 0 | 0 | 0 | 0 | 0 | 0 | <Null> | <Null> | <Null> | <Null> | <Null> | <Null>
429 | <Null> | 36 | 2024-01-09 18:06 | OCENVRESUSER | <Null> | <Null> | 11059 | I01 | Verified | Outfall | Laguna Beach | South | {DB859266-5BF1-4E9B-91AB-9674CD92B469} | Not A Priority | <Null> | <Null> | <Null> | Point | <Null> | -117.7753 | 33.5537 | Unknown | I01-11059-3 | <Null> | Easily accessible | 14 | 0 | Equal | 0 | 0 | 0 | 0 | 0 | 0 | <Null> | <Null> | <Null> | <Null> | <Null> | <Null>
430 | <Null> | 36 | 2024-01-09 18:06 | OCENVRESUSER | <Null> | <Null> | 11065 | I01 | Verified | Outfall | Laguna Beach | South | {343D946F-618A-4C8F-BECA-AAD6427C9CAA} | Not A Priority | <Null> | <Null> | <Null> | Point | <Null> | -117.7731 | 33.5577 | Unknown | I01-11065-1 | <Null> | Easily accessible | 14 | 0 | Equal | 0 | 0 | 0 | 0 | 0 | 0 | <Null> | <Null> | <Null> | <Null> | <Null> | <Null>
431 | <Null> | 36 | 2024-01-09 18:06 | OCENVRESUSER | <Null> | <Null> | 11093 | I01 | Verified | Outfall | Laguna Beach | South | {A6CD0460-3E4D-434A-8EED-4ABA7D87A2EB} | Not A Priority | <Null> | <Null> | <Null> | Point | <Null> | -117.7726 | 33.5587 | Unknown | I01-11093-1 | <Null> | Easily accessible | 14 | 0 | Equal | 0 | 0 | 0 | 0 | 0 | 0 | <Null> | <Null> | <Null> | <Null> | <Null> | <Null>
432 | <Null> | <Null> | 2024-01-09 18:06 | OCENVRESUSER | 96 | 36 | 11077 | I01 | Verified | Box | Laguna Beach | South | {ED3BCD26-6F4E-4AE2-9C8B-80EDA743C061} | Not A Priority | <Null> | <Null> | <Null> | Point | <Null> | -117.768 | 33.5632 | Unknown | I01-11077-1 | <Null> | Easily accessible | 11 | 0 | Equal | 0 | 0 | 0 | 0 | 0 | 0 | <Null> | <Null> | <Null> | <Null> | <Null> | <Null>
433 | <Null> | 30 | 2024-01-09 18:06 | OCENVRESUSER | <Null> | <Null> | 11109 | I01 | Verified | Outfall | Laguna Beach | South | {FD5B19AF-E8E2-494A-9387-E51A86B77600} | Not A Priority | <Null> | <Null> | <Null> | Point | <Null> | -117.7627 | 33.5716 | Unknown | I01-11109-2 | <Null> | Easily accessible | 1 | 0 | Equal | 0 | 0 | 0 | 0 | 0 | 0 | <Null> | <Null> | <Null> | <Null> | <Null> | <Null>
371 | <Null> | 24 | 2024-01-26 17:49 | OCENVRESUSER | <Null> | <Null> | 571 | L02 | Verified | Outfall | San Juan Capistrano | South | {51FDCB5A-815C-4CD2-99A8-9CE34484070E} | Not A Priority | <Null> | <Null> | <Null> | Point | <Null> | -117.6657 | 33.4936 | Unknown | L02-571-2 | <Null> | Easily accessible | <Null> | <Null> | <Null> | <Null> | <Null> | <Null> | <Null> | <Null> | <Null> | <Null> | <Null> | <Null> | <Null> | <Null> | <Null>
372 | <Null> | 24 | 2024-01-26 17:49 | OCENVRESUSER | <Null> | <Null> | 541 | L02 | Verified | Outfall | San Juan Capistrano | South | {BA5360B9-DC11-4094-89EB-F71D22E9E124} | Not A Priority | <Null> | <Null> | <Null> | Point | <Null> | -117.6661 | 33.498 | Unknown | L02-541-1 | <Null> | Easily accessible | 3 | 0 | Equal | 0 | 0 | 0 | 0 | 0 | 0 | <Null> | <Null> | <Null> | <Null> | <Null> | <Null>
373 | <Null> | 24 | 2024-01-26 17:49 | OCENVRESUSER | <Null> | <Null> | 541 | L02 | Verified | Outfall | San Juan Capistrano | South | {F9A0B639-E7A6-4EEC-9846-77B355F74AF2} | Not A Priority | <Null> | <Null> | <Null> | Point | <Null> | -117.6661 | 33.4997 | Unknown | L02-541-5 | <Null> | Easily accessible | 3 | 0 | Equal | 0 | 0 | 0 | 0 | 0 | 0 | <Null> | <Null> | <Null> | <Null> | <Null> | <Null>
376 | Horno_OUT | <Null> | 2024-01-09 18:06 | OCENVRESUSER | 22 | 15 | 489 | L05 | Verified | Box | Orange Co | South | {C7C5C7FF-5ABD-4100-A07F-AD4029A16E9D} | Priority | <Null> | <Null> | <Null> | Point | <Null> | -117.6465 | 33.5298 | Yes | L05-489-3 | <Null> | Easily accessible | 25 | 1.1151 | 20% Or More Above Average Discharge | 2.1212 | 0.1434 | 2.8024 | 0.80764 | 3.96 | 0.225 | 90 | <Null> | <Null> | Yes | <Null> | Yes
377 | <Null> | 48 | 2024-01-09 18:06 | OCENVRESUSER | <Null> | <Null> | 489 | L05 | Verified | Outfall | Orange Co | South | {89504E55-47E7-478E-A5C9-5CFF9D030D7C} | Priority | <Null> | <Null> | <Null> | Point | <Null> | -117.6461 | 33.5294 | Yes | L05-489-4 | <Null> | Easily accessible | 5 | 0.18565 | Below Average Discharge | 2.444 | 0.06406 | 11.27 | 0.20589 | 0.75703 | 0.01 | 36 | <Null> | <Null> | <Null> | <Null> | <Null>
361 | <Null> | 24 | 2024-01-09 18:06 | OCENVRESUSER | <Null> | <Null> | 726 | L01 | Verified | Outfall | Dana Point | South | {8C15ADDB-8FCB-4964-A023-77EF242C1C84} | Not A Priority | <Null> | <Null> | <Null> | Point | <Null> | -117.6793 | 33.4756 | Unknown | L01-726-4 | <Null> | Easily accessible | 1 | 0 | Equal | 0 | 0 | 0 | 0 | 0 | 0 | <Null> | <Null> | <Null> | <Null> | <Null> | <Null>
362 | <Null> | 24 | 2024-01-26 17:49 | OCENVRESUSER | <Null> | <Null> | 601 | L01 | Verified | Outfall | San Juan Capistrano | South | {2A56BFD8-A10D-4CE2-8CEF-745F2580D57F} | Not A Priority | <Null> | <Null> | <Null> | Point | <Null> | -117.6775 | 33.4825 | Unknown | L01-601-2 | <Null> | Easily accessible | 2 | 0 | Equal | 0 | 0 | 0 | 0 | 0 | 0 | <Null> | <Null> | <Null> | <Null> | <Null> | <Null>
363 | <Null> | 24 | 2024-01-26 17:49 | OCENVRESUSER | <Null> | <Null> | 724 | L01 | Verified | Outfall | San Juan Capistrano | South | {9EE58676-4003-48B7-96FB-A2E6FD319633} | Not A Priority | <Null> | <Null> | <Null> | Point | <Null> | -117.6758 | 33.4837 | Unknown | L01-724-3 | <Null> | Easily accessible | 1 | 0 | Equal | 0 | 0 | 0 | 0 | 0 | 0 | <Null> | <Null> | <Null> | <Null> | <Null> | <Null>
364 | <Null> | 30 | 2024-01-26 17:49 | OCENVRESUSER | <Null> | <Null> | 766 | L01 | Verified | Outfall | San Juan Capistrano | South | {8EB5979A-C938-41B0-8714-8B74D13C2364} | Not A Priority | <Null> | <Null> | <Null> | Point | <Null> | -117.6745 | 33.4847 | Yes | L01-766-1 | <Null> | Easily accessible | 1 | 0.002 | Equal | 0.2 | 0.01 | 6 | 0.002 | 0.002 | 0.002 | <Null> | <Null> | <Null> | <Null> | <Null> | <Null>
365 | <Null> | 36 | 2024-01-26 17:49 | OCENVRESUSER | <Null> | <Null> | 766 | L01 | Verified | Outfall | San Juan Capistrano | South | {F793BB7D-2AA5-48FA-8294-218E3F3B93B5} | Not A Priority | <Null> | <Null> | <Null> | Point | <Null> | -117.6623 | 33.4926 | Unknown | L01-766-8 | <Null> | Easily accessible | 13 | 0 | Equal | 0 | 0 | 0 | 0 | 0 | 0 | <Null> | <Null> | <Null> | <Null> | <Null> | <Null>
366 | <Null> | 30 | 2024-01-26 17:49 | OCENVRESUSER | <Null> | <Null> | 749 | L01 | Verified | Outfall | San Juan Capistrano | South | {49803D60-4297-4659-8D4D-71DFCBA8D9E2} | Not A Priority | <Null> | <Null> | <Null> | Point | <Null> | -117.6427 | 33.5073 | Unknown | L01-749-1 | <Null> | Easily accessible | 2 | 0 | Equal | 0 | 0 | 0 | 0 | 0 | 0 | <Null> | <Null> | <Null> | <Null> | <Null> | <Null>
367 | <Null> | 48 | 2024-01-26 17:49 | OCENVRESUSER | <Null> | <Null> | 747 | L01 | Verified | Outfall | San Juan Capistrano | South | {5F6222C0-DE3F-465B-ACE2-7BCF51145055} | Not A Priority | <Null> | <Null> | <Null> | Point | <Null> | -117.6345 | 33.5089 | Yes | L01-747-1 | <Null> | Easily accessible | 2 | 0.06 | 20% Or More Above Average Discharge | 0.45 | 0.1 | 6 | 0.045 | 0.06 | 0.03 | <Null> | <Null> | <Null> | <Null> | <Null> | <Null>
357 | <Null> | 24 | 2024-01-09 18:06 | OCENVRESUSER | <Null> | <Null> | 169 | M00.3 | Verified | Outfall | Dana Point | South | {960200EA-D84A-475B-BBF1-AF22D1596C86} | Not A Priority | <Null> | <Null> | <Null> | Point | <Null> | -117.6536 | 33.448 | Unknown | M00.3-169-1 | <Null> | Easily accessible | 1 | 0 | Equal | 0 | 0 | 0 | 0 | 0 | 0 | <Null> | <Null> | <Null> | <Null> | <Null> | <Null>
358 | DSB-4 | 42 | 2024-01-09 18:06 | OCENVRESUSER | <Null> | <Null> | 728 | L01 | Removed From Inventory | Culvert | Dana Point | South | {488867BD-2614-4171-96E0-D75C186BD6BC} | Not A Priority | <Null> | <Null> | <Null> | Point | <Null> | -117.6773 | 33.4609 | Unknown | L01-728-8 | <Null> | Easily accessible | 4 | 0 | Equal | 0 | 0 | 0 | 0 | 0 | 0 | <Null> | <Null> | <Null> | <Null> | <Null> | <Null>
359 | DSB-5 | 60 | 2024-01-09 18:06 | OCENVRESUSER | <Null> | <Null> | 12106 | DP06 | Verified | Outfall | Dana Point | South | {FA96D381-A5FA-4EF8-9755-46E6C80C3DBB} | Not A Priority | <Null> | <Null> | <Null> | Point | <Null> | -117.6884 | 33.4639 | Yes | DP06-12106-1 | <Null> | Easily accessible | 4 | 0.64625 | 20% Or More Above Average Discharge | 1.7875 | 0.17 | 7.2 | 0.33181 | 0.64625 | 0.09 | <Null> | <Null> | <Null> | <Null> | <Null> | <Null>
355 | M01@CGV | 48 | 2024-01-09 18:06 | OCENVRESUSER | <Null> | <Null> | 50 | M01 | Verified | Outfall | San Clemente | South | {0B20DCA2-E5EF-49F5-AEA0-7EF86C614A49} | Priority | Complete | 2016-07-19 07:00 | 2016-08-02 07:00 | Point | <Null> | -117.6441 | 33.4458 | Yes | M01-050-4 (M01@CGV) | <Null> | Easily accessible | 20 | 0.16667 | 20% Or More Above Average Discharge | 0.74225 | 0.06625 | 5.1135 | 0.062131 | 0.39 | 0.013125 | 62 | <Null> | <Null> | <Null> | <Null> | Yes
342 | MVL02P20 | 48 | 2024-01-09 18:06 | OCENVRESUSER | <Null> | <Null> | 374 | L02 | Verified | Outfall | Orange Co | South | {B1A00FFE-8CDF-4358-8FDF-A6FA58C9C0BA} | Not A Priority | <Null> | <Null> | <Null> | Point | <Null> | -117.6456 | 33.5728 | Unknown | L02-374-2 (MVL02P20) | <Null> | Easily accessible | 7 | 0 | Below Average Discharge | 0.35 | 0.015 | 6 | 0.008624 | 0.0408 | 0 | <Null> | <Null> | <Null> | <Null> | <Null> | <Null>
343 | <Null> | 60 | 2024-01-09 18:06 | OCENVRESUSER | <Null> | <Null> | 401 | L02 | Verified | Outfall | Orange Co | South | {14FA5899-75CF-4C8D-8DBB-69BF4CCF982A} | Not A Priority | <Null> | <Null> | <Null> | Point | <Null> | -117.6523 | 33.562 | Yes | L02-401-1 | <Null> | Easily accessible | 1 | 0 | Equal | 0 | 0 | 0 | 0 | 0 | 0 | <Null> | <Null> | <Null> | <Null> | <Null> | <Null>
346 | J01ASVM; Aliso Creek Park and Wildlife Sanctuary in Laguna Woods | 36 | 2024-01-09 18:06 | OCENVRESUSER | <Null> | <Null> | 9273 | J01 | Verified | Outfall | Laguna Woods | South | {1B614B52-1204-4A36-9937-3895C916CE39} | Not A Priority | Complete | 2017-02-23 16:05 | 2017-08-14 15:06 | Point | <Null> | -117.7074 | 33.5999 | Yes | J01-9273-1 | <Null> | Easily accessible | 9 | 0.003 | 20% Or More Above Average Discharge | 0.51 | 0.045694 | 11.3167 | 0.002304 | 0.008727 | 0 | <Null> | <Null> | Yes | Yes | <Null> | <Null>
347 | <Null> | 18 | 2024-01-09 18:06 | OCENVRESUSER | <Null> | <Null> | 68 | SC12 | Verified | Outfall | San Clemente | South | {3F75F95C-BC73-4C99-8A2A-F4CED891086D} | Not A Priority | <Null> | <Null> | <Null> | Point | <Null> | -117.6221 | 33.4223 | Yes | SC12-068-1 | <Null> | Easily accessible | 6 | 0.17803 | 20% Or More Above Average Discharge | 1.15 | 0.12167 | 16.73 | 0.070455 | 0.17803 | 0.036 | <Null> | <Null> | <Null> | <Null> | <Null> | <Null>
348 | <Null> | 42 | 2024-01-09 18:06 | OCENVRESUSER | <Null> | <Null> | 79 | SC07 | Verified | Culvert | San Clemente | South | {2469619B-A75B-4EF1-A5FC-DCC2D95A044B} | Not A Priority | <Null> | <Null> | <Null> | Point | <Null> | -117.6261 | 33.4251 | Yes | SC07-079-4 | <Null> | Easily accessible | 9 | 0.21114 | 20% Or More Above Average Discharge | 0.75111 | 0.017778 | 4.8267 | 0.029587 | 0.21114 | 0.003 | <Null> | <Null> | <Null> | <Null> | <Null> | <Null>
349 | <Null> | 36 | 2024-01-09 18:06 | OCENVRESUSER | <Null> | <Null> | 61 | M02 | Verified | Outfall | San Clemente | South | {4D37DA87-C486-40DA-A876-48258EA473E1} | Priority | <Null> | <Null> | <Null> | Point | <Null> | -117.6246 | 33.4359 | Yes | M02-061-6 | <Null> | Easily accessible | 8 | 0.008955 | Below Average Discharge | 0.45 | 0.006375 | 1.7087 | 0.010425 | 0.05 | 0 | 34 | <Null> | <Null> | <Null> | <Null> | <Null>
350 | <Null> | 48 | 2024-01-09 18:06 | OCENVRESUSER | <Null> | <Null> | 3 | M01 | Verified | Outfall | Orange Co | South | {649FA5A0-48F1-45DF-8D90-EA1BFFE30875} | Not A Priority | <Null> | <Null> | <Null> | Point | <Null> | -117.6134 | 33.4889 | Unknown | M01-003-1 | <Null> | Easily accessible | 10 | 0 | Equal | 0 | 0 | 0 | 0 | 0 | 0 | <Null> | <Null> | <Null> | <Null> | <Null> | <Null>
351 | Headwaters of M01 | 84 | 2024-01-09 18:06 | OCENVRESUSER | <Null> | <Null> | 3 | M01 | Verified | Outfall | Orange Co | South | {96C849C0-B2F8-43B8-B2D5-8C4C360E9B0B} | Not A Priority | <Null> | <Null> | <Null> | Point | <Null> | -117.6138 | 33.4894 | Unknown | M01-003-2 | <Null> | Easily accessible | 10 | 0 | Equal | 0 | 0 | 0 | 0 | 0 | 0 | <Null> | <Null> | <Null> | <Null> | <Null> | <Null>
352 | <Null> | 36 | 2024-01-09 18:06 | OCENVRESUSER | <Null> | <Null> | 1 | M03 | Verified | Culvert | Orange Co | South | {679DFBBB-2924-4905-B255-E3AE881E92C0} | Not A Priority | <Null> | <Null> | <Null> | Point | <Null> | -117.6128 | 33.4916 | Unknown | M01-002-1 | <Null> | Easily accessible | 9 | 0 | Equal | 0 | 0 | 0 | 0 | 0 | 0 | <Null> | <Null> | <Null> | <Null> | <Null> | <Null>
380 | Pipe Upstream of Horno Basin | 60 | 2024-01-09 18:06 | OCENVRESUSER | <Null> | <Null> | 489 | L05 | Verified | Outfall | Orange Co | South | {9BFA7A22-DD6F-4A84-9ABE-48063EA402CA} | Priority | Complete | 2016-09-01 07:00 | 2016-10-03 07:00 | Point | <Null> | -117.6467 | 33.5327 | Yes | L05-489-7 | <Null> | Easily accessible | 15 | 0.093782 | Above Average Discharge | 1.0827 | 0.069333 | 5.4707 | 0.093075 | 0.2717 | 0.0192 | 51 | <Null> | <Null> | <Null> | <Null> | <Null>
381 | Receiving water - Horno Creek | <Null> | 2024-01-09 18:06 | OCENVRESUSER | 142 | 142 | 49 | L05 | Removed From Inventory | Box | Orange Co | South | {72B47D7C-FACB-4E33-BEC8-0FB261AFA676} | Not A Priority | <Null> | <Null> | <Null> | Point | <Null> | -117.6461 | 33.5347 | Yes | L05-049-2 | <Null> | Easily accessible | 4 | 0.26613 | Below Average Discharge | 3.0375 | 0.076 | 4.675 | 0.28631 | 0.47127 | 0.17325 | <Null> | <Null> | <Null> | <Null> | <Null> | <Null>
386 | <Null> | 36 | 2024-01-09 18:06 | OCENVRESUSER | <Null> | <Null> | 733 | L01 | Verified | Outfall | Orange Co | South | {9C18A820-40CA-4CA4-B141-8DA9C8401AC6} | Not A Priority | <Null> | <Null> | <Null> | Point | <Null> | -117.5767 | 33.6223 | Unknown | L01-733-5 | <Null> | Easily accessible | 10 | 0 | Equal | 0 | 0 | 0 | 0 | 0 | 0 | <Null> | <Null> | <Null> | <Null> | <Null> | <Null>
387 | <Null> | 18 | 2024-01-09 18:06 | OCENVRESUSER | <Null> | <Null> | 733 | L01 | Verified | Outfall | Orange Co | South | {29FFC5E7-C9E0-4497-8CCE-4CC63556F84A} | Not A Priority | <Null> | <Null> | <Null> | Point | <Null> | -117.5767 | 33.6224 | Unknown | L01-733-6 | <Null> | Easily accessible | <Null> | <Null> | <Null> | <Null> | <Null> | <Null> | <Null> | <Null> | <Null> | <Null> | <Null> | <Null> | <Null> | <Null> | <Null>
393 | <Null> | 42 | 2024-01-09 18:06 | OCENVRESUSER | <Null> | <Null> | 218 | L01 | Verified | Outfall | Rancho Santa Margarita | South | {25F85F71-7FE3-41F6-8378-9EEFE4D6A956} | Not A Priority | <Null> | <Null> | <Null> | Point | <Null> | -117.5673 | 33.6383 | Yes | L01-218-3 | <Null> | Easily accessible | <Null> | <Null> | <Null> | <Null> | <Null> | <Null> | <Null> | <Null> | <Null> | <Null> | <Null> | <Null> | <Null> | <Null> | <Null>
394 | <Null> | 36 | 2024-01-09 18:06 | OCENVRESUSER | <Null> | <Null> | 218 | L01 | Verified | Outfall | Rancho Santa Margarita | South | {D52E55F3-6949-417B-9C1F-389593FDF685} | Priority | <Null> | <Null> | <Null> | Point | <Null> | -117.5692 | 33.6386 | Yes | L01-218-4 | <Null> | Easily accessible | 11 | 0.059063 | 20% Or More Above Average Discharge | 0.76818 | 0.034727 | 6.6891 | 0.026115 | 0.059063 | 0.011 | 48 | <Null> | <Null> | <Null> | <Null> | <Null>
395 | Right pipe - Antonion Parkway and El Prado | 96 | 2024-01-09 18:06 | OCENVRESUSER | <Null> | <Null> | 641 | L02 | Verified | Outfall | Rancho Santa Margarita | South | {940E7A8B-73AA-47EA-96AA-2A8B9F4D5926} | Priority | Complete | 2016-06-30 07:00 | 2016-07-14 07:00 | Point | <Null> | -117.5948 | 33.6311 | Yes | L02-641-2 | <Null> | Easily accessible | 20 | 0.6 | 20% Or More Above Average Discharge | 1.4825 | 0.073115 | 2.8984 | 0.33904 | 2.016 | 0.0315 | 71 | <Null> | <Null> | Yes | <Null> | <Null>
396 | <Null> | 36 | 2024-01-09 18:06 | OCENVRESUSER | <Null> | <Null> | 455 | L03 | Verified | Outfall | Laguna Niguel | South | {B01BBCF8-264F-4698-9E95-E51471EACBB1} | Priority | Complete | 2016-08-11 07:00 | 2016-09-01 07:00 | Point | <Null> | -117.675 | 33.5424 | Unknown | L03-455-5 | <Null> | Easily accessible | 13 | 0 | Below Average Discharge | 0.34538 | 0.011538 | 4.2308 | 0.006815 | 0.02544 | 0 | 41 | <Null> | <Null> | <Null> | <Null> | <Null>
397 | <Null> | 18 | 2024-01-09 18:06 | OCENVRESUSER | <Null> | <Null> | 418 | L03 | Verified | Outfall | Laguna Niguel | South | {23E745D0-43F7-4B60-BA7D-E7EAEEE100C5} | Not A Priority | <Null> | <Null> | <Null> | Point | <Null> | -117.676 | 33.555 | Unknown | L03-418-5 | <Null> | Easily accessible | <Null> | <Null> | <Null> | <Null> | <Null> | <Null> | <Null> | <Null> | <Null> | <Null> | <Null> | <Null> | <Null> | <Null> | <Null>
398 | <Null> | 30 | 2024-01-09 18:06 | OCENVRESUSER | <Null> | <Null> | 418 | L03 | Verified | Outfall | Laguna Niguel | South | {93CFBDEB-B9E3-481A-AAB0-D8BC5001B27B} | Not A Priority | <Null> | <Null> | <Null> | Point | <Null> | -117.6757 | 33.5547 | Unknown | L03-418-4 | <Null> | Easily accessible | 1 | 0 | Equal | 0 | 0 | 0 | 0 | 0 | 0 | <Null> | <Null> | <Null> | <Null> | <Null> | <Null>
402 | <Null> | 24 | 2024-01-09 18:06 | OCENVRESUSER | <Null> | <Null> | 708 | L03 | Verified | Outfall | Laguna Niguel | South | {44AD6198-6502-4EF3-9438-E8A30B7F132C} | Not A Priority | <Null> | <Null> | <Null> | Point | <Null> | -117.6771 | 33.5604 | Unknown | L03-708-3 | <Null> | Easily accessible | 1 | 0 | Equal | 0 | 0 | 0 | 0 | 0 | 0 | <Null> | <Null> | <Null> | <Null> | <Null> | <Null>
403 | <Null> | 24 | 2024-01-09 18:06 | OCENVRESUSER | <Null> | <Null> | 708 | L03 | Verified | Outfall | Laguna Niguel | South | {74CCB77C-0B2E-4D66-B73F-4BEF9050BFFA} | Not A Priority | <Null> | <Null> | <Null> | Point | <Null> | -117.6766 | 33.5612 | Unknown | L03-708-6 | <Null> | Easily accessible | 1 | 0 | Equal | 0 | 0 | 0 | 0 | 0 | 0 | <Null> | <Null> | <Null> | <Null> | <Null> | <Null>
404 | <Null> | 24 | 2024-01-09 18:06 | OCENVRESUSER | <Null> | <Null> | 708 | L03 | Verified | Outfall | Laguna Niguel | South | {168212A5-42CF-422E-B7F4-8BEBE746643B} | Not A Priority | <Null> | <Null> | <Null> | Point | <Null> | -117.6767 | 33.5611 | Unknown | L03-708-4 | <Null> | Easily accessible | 1 | 0 | Equal | 0 | 0 | 0 | 0 | 0 | 0 | <Null> | <Null> | <Null> | <Null> | <Null> | <Null>
405 | <Null> | 24 | 2024-01-09 18:06 | OCENVRESUSER | <Null> | <Null> | 708 | L03 | Verified | Outfall | Laguna Niguel | South | {DF50BE92-DF40-4A38-B367-A9E77BDDEEA3} | Not A Priority | <Null> | <Null> | <Null> | Point | <Null> | -117.6765 | 33.5615 | Unknown | L03-708-7 | <Null> | Easily accessible | 1 | 0 | Equal | 0 | 0 | 0 | 0 | 0 | 0 | <Null> | <Null> | <Null> | <Null> | <Null> | <Null>
406 | <Null> | 24 | 2024-01-09 18:06 | OCENVRESUSER | <Null> | <Null> | 708 | L03 | Verified | Outfall | Laguna Niguel | South | {DC8802C6-4E39-44FC-A45C-D0093873342D} | Not A Priority | <Null> | <Null> | <Null> | Point | <Null> | -117.676 | 33.5625 | Unknown | L03-708-8 | <Null> | Easily accessible | 1 | 0 | Equal | 0 | 0 | 0 | 0 | 0 | 0 | <Null> | <Null> | <Null> | <Null> | <Null> | <Null>
407 | <Null> | 48 | 2024-01-09 18:06 | OCENVRESUSER | <Null> | <Null> | 708 | L03 | Verified | Outfall | Laguna Niguel | South | {FD9D5E93-9C46-49EC-B628-B56D1864239C} | Priority | Complete | 2016-11-16 08:00 | 2016-12-28 08:00 | Point | <Null> | -117.6759 | 33.5626 | Yes | L03-708-9 | <Null> | Easily accessible | 18 | 0.053774 | Above Average Discharge | 0.99778 | 0.047667 | 6.9889 | 0.048275 | 0.15 | 0.00525 | 53 | <Null> | <Null> | <Null> | <Null> | <Null>
408 | <Null> | 24 | 2024-01-09 18:06 | OCENVRESUSER | <Null> | <Null> | 708 | L03 | Verified | Outfall | Laguna Niguel | South | {699EDBA8-7A95-4EB8-A124-33EEDDC20D38} | Not A Priority | <Null> | <Null> | <Null> | Point | <Null> | -117.6759 | 33.5627 | Unknown | L03-708-10 | <Null> | Easily accessible | 1 | 0 | Equal | 0 | 0 | 0 | 0 | 0 | 0 | <Null> | <Null> | <Null> | <Null> | <Null> | <Null>
409 | L03P05 | 60 | 2024-01-09 18:06 | OCENVRESUSER | <Null> | <Null> | 708 | L03 | Verified | Outfall | Laguna Niguel | South | {D0B00686-BBBD-4543-B725-46856EE3A1A0} | Priority | Complete | 2016-10-12 07:00 | 2016-12-01 08:00 | Point | <Null> | -117.6759 | 33.5627 | Yes | L03-708-11 (L03P05) | <Null> | Easily accessible | 25 | 0.21687 | 20% Or More Above Average Discharge | 0.8948 | 0.0584 | 3.9712 | 0.13389 | 1.2 | 0.010822 | 48 | <Null> | <Null> | <Null> | Yes | <Null>
410 | <Null> | 36 | 2024-01-09 18:06 | OCENVRESUSER | <Null> | <Null> | 9033 | J01 | Verified | Outfall | Lake Forest | South | {82959DB9-0482-452E-8715-E1BA44BC8E44} | Not A Priority | <Null> | <Null> | <Null> | Point | <Null> | -117.6263 | 33.671 | Yes | J01-9033-1 | <Null> | Easily accessible | 8 | 0.025 | 20% Or More Above Average Discharge | 0.4875 | 0.013125 | 7.965 | 0.007282 | 0.025 | 0 | <Null> | <Null> | <Null> | <Null> | <Null> | <Null>
412 | <Null> | 36 | 2024-01-09 18:06 | OCENVRESUSER | <Null> | <Null> | 10012 | J01 | Verified | Outfall | Mission Viejo | South | {0E023D41-5A3C-41F1-98C3-7CA73337F6D9} | Not A Priority | <Null> | <Null> | <Null> | Point | <Null> | -117.6269 | 33.6692 | Unknown | J01-10012-3 | <Null> | Easily accessible | 11 | 0 | Equal | 0 | 0 | 0 | 0 | 0 | 0 | <Null> | <Null> | <Null> | <Null> | <Null> | <Null>
413 | <Null> | 24 | 2024-01-09 18:06 | OCENVRESUSER | <Null> | <Null> | 73 | L03 | Verified | Outfall | Mission Viejo | South | {1CC60A51-3DF0-47AC-BA4D-C15181B5B328} | Not A Priority | <Null> | <Null> | <Null> | Point | <Null> | -117.6395 | 33.6442 | Unknown | L03-073-2 | <Null> | Easily accessible | <Null> | <Null> | <Null> | <Null> | <Null> | <Null> | <Null> | <Null> | <Null> | <Null> | <Null> | <Null> | <Null> | <Null> | <Null>
414 | <Null> | 21 | 2024-01-09 18:06 | OCENVRESUSER | <Null> | <Null> | 214 | L03 | Verified | Outfall | Mission Viejo | South | {140DAF7F-4417-42B0-AC00-27E84FD73EB9} | Not A Priority | <Null> | <Null> | <Null> | Point | <Null> | -117.6452 | 33.6209 | Unknown | L03-214-1 | <Null> | Easily accessible | 1 | 0.033 | Equal | 0.55 | 0.03 | 3 | 0.033 | 0.033 | 0.033 | <Null> | <Null> | <Null> | <Null> | <Null> | <Null>
417 | IRVCOVE | 36 | 2024-01-09 18:06 | OCENVRESUSER | <Null> | <Null> | 11446 | LC01 | Verified | Outfall | Laguna Beach | South | {3BF05356-3912-4A4C-A382-01CE34EA71C0} | Not A Priority | <Null> | <Null> | <Null> | Point | <Null> | -117.8159 | 33.5541 | Yes | LC01-11446-1 | <Null> | Easily accessible | 14 | 0.00096 | Below Average Discharge | 0.32714 | 0.0125 | 5.8214 | 0.014692 | 0.09 | 0 | <Null> | <Null> | <Null> | <Null> | <Null> | <Null>
17505 | CDC9Added | 51 | 2024-01-09 18:06 | OCENVRESUSER | <Null> | <Null> | 303 | L01 | Verified | Outfall | Orange Co | South | {4DB1E7DE-3FD5-4696-8101-98BEA4A83871} | <Null> | <Null> | <Null> | <Null> | Point | <Null> | -117.5845 | 33.5891 | Yes | L01-303-1 | <Null> | Easily accessible | <Null> | <Null> | <Null> | <Null> | <Null> | <Null> | <Null> | <Null> | <Null> | <Null> | <Null> | <Null> | <Null> | <Null> | <Null>
17492 | LR1Added - drainage ditch | <Null> | 2024-01-09 18:06 | OCENVRESUSER | <Null> | <Null> | 453 | L05 | Removed From Inventory | Outfall | Orange Co | South | {BFB66C0B-30AF-4FF8-88E4-10B3BF373123} | <Null> | <Null> | <Null> | <Null> | Point | <Null> | -117.6384 | 33.5475 | Unknown | L05-453-1 | <Null> | Easily accessible | 1 | 0 | Equal | 0 | 0 | 0 | 0 | 0 | 0 | <Null> | <Null> | <Null> | <Null> | <Null> | <Null>
17485 | Oso Creek | 36 | 2024-01-09 18:06 | OCENVRESUSER | <Null> | <Null> | 73 | L03 | Removed From Inventory | Culvert | Mission Viejo | South | {E35621C7-F869-4D87-A08B-D49D29ACD9DA} | <Null> | <Null> | <Null> | <Null> | Point | <Null> | -117.6395 | 33.6418 | Yes | L03-073-4 | <Null> | Easily accessible | 4 | 0.86933 | 20% Or More Above Average Discharge | 1.7075 | 0.21 | 3.925 | 0.59383 | 0.86933 | 0.27 | <Null> | <Null> | <Null> | <Null> | <Null> | <Null>
17486 | 121020Added | 36 | 2024-01-09 18:06 | OCENVRESUSER | <Null> | <Null> | 9022 | J07 | Verified | Outfall | Mission Viejo | South | {ED29B567-C00D-4966-8303-25068F8D1BA9} | <Null> | <Null> | <Null> | <Null> | Point | <Null> | -117.6662 | 33.6288 | Unknown | J07-9022-6 | <Null> | Easily accessible | 5 | 0.001214 | Below Average Discharge | 0.264 | 0.009 | 10.484 | 0.001776 | 0.0045 | 0 | <Null> | <Null> | <Null> | <Null> | <Null> | <Null>
17472 | 194/ 219Added | 0.55 | 2024-01-09 18:06 | OCENVRESUSER | <Null> | <Null> | 9234 | J03 | Verified | Outfall | Laguna Niguel | South | {B7487E38-3AFC-465A-892A-811C17B6A39E} | <Null> | <Null> | <Null> | <Null> | Point | <Null> | -117.7162 | 33.5198 | Unknown | J03-9234-7 | <Null> | Easily accessible | 1 | 0.004 | Equal | 0.2 | 0.02 | 6 | 0.004 | 0.004 | 0.004 | <Null> | <Null> | <Null> | <Null> | <Null> | <Null>
17473 | Upstream of J03P01in | 78 | 2024-01-09 18:06 | OCENVRESUSER | <Null> | <Null> | 9234 | J03 | Verified | Outfall | Laguna Niguel | South | {8BA658D6-F310-40D7-B7B1-E1E606ACD5A0} | <Null> | <Null> | <Null> | <Null> | Point | <Null> | -117.7154 | 33.5199 | Yes | J03-9234-8 | <Null> | Easily accessible | 8 | 0.075506 | Below Average Discharge | 1.3088 | 0.0875 | 2.705 | 0.34473 | 0.87273 | 0.075506 | <Null> | <Null> | <Null> | <Null> | <Null> | <Null>
17482 | 4230Added | 42 | 2024-01-09 18:06 | OCENVRESUSER | <Null> | <Null> | 74 | L03 | Verified | Outfall | Mission Viejo | South | {6A5E6BA4-3561-44F0-907D-3D9775BDE62E} | Priority | <Null> | <Null> | <Null> | Point | <Null> | -117.6418 | 33.6395 | Yes | L03-074-2 | <Null> | Easily accessible | 7 | 0.006083 | Below Average Discharge | 0.81 | 0.043651 | 13.6971 | 0.016608 | 0.036 | 0.004286 | 36 | <Null> | <Null> | <Null> | <Null> | <Null>
17469 | RW under Bells Vireo Ln | <Null> | 2024-01-09 18:06 | OCENVRESUSER | <Null> | <Null> | 11503 | I01 | Removed From Inventory | Box | Aliso Viejo | South | {303170D2-5B66-4588-BA82-771CDB2CB528} | <Null> | <Null> | <Null> | <Null> | Point | <Null> | -117.7494 | 33.5935 | Yes | I01-11503-4 | <Null> | Easily accessible | <Null> | <Null> | <Null> | <Null> | <Null> | <Null> | <Null> | <Null> | <Null> | <Null> | <Null> | <Null> | <Null> | <Null> | <Null>
17470 | 1105Added - need to verify - duplicate of another structure already in geodatabase | 24 | 2024-01-09 18:06 | OCENVRESUSER | <Null> | <Null> | 11019 | LC06 | Removed From Inventory | Outfall | Laguna Beach | South | {5DB53D33-1435-4070-AB2D-35E699653631} | <Null> | <Null> | <Null> | <Null> | Point | <Null> | -117.7894 | 33.543 | Unknown | LC06-11019-3 | <Null> | Easily accessible | <Null> | <Null> | <Null> | <Null> | <Null> | <Null> | <Null> | <Null> | <Null> | <Null> | <Null> | <Null> | <Null> | <Null> | <Null>
17461 | Salt Creek Beach (drains private HOA, LZ requested to remove it because not a MS4) | 36 | 2024-01-09 18:06 | OCENVRESUSER | <Null> | <Null> | 12018 | K01 | Removed From Inventory | Outfall | Dana Point | South | {AA96CE1B-A985-46D7-B2CF-E59FB151B776} | <Null> | <Null> | <Null> | <Null> | Point | <Null> | -117.723 | 33.4775 | Yes | K01-12018-1 | <Null> | Easily accessible | 2 | 0.048 | Above Average Discharge | 0.75 | 0.06 | 5.5 | 0.0456 | 0.048 | 0.0432 | <Null> | <Null> | <Null> | <Null> | <Null> | <Null>
17462 | Monarch Beach golf course/north | 48 | 2024-01-09 18:06 | OCENVRESUSER | <Null> | <Null> | 12159 | K01 | Verified | Outfall | Dana Point | South | {1F0E78FB-3598-45E9-815F-9C59DD96DF84} | Priority | <Null> | <Null> | <Null> | Point | <Null> | -117.7204 | 33.4826 | Yes | K01-12159-3 | <Null> | Easily accessible | 9 | 0.020687 | Below Average Discharge | 0.72556 | 0.030333 | 6.5656 | 0.02149 | 0.048 | 0.012 | 43 | <Null> | <Null> | Yes | <Null> | <Null>
17463 | Monarch Beach golf course/south | 96 | 2024-01-09 18:06 | OCENVRESUSER | <Null> | <Null> | 12159 | K01 | Verified | Outfall | Dana Point | South | {65F1D30E-87BC-47F7-B9E2-465FBE713D1F} | Priority | <Null> | <Null> | <Null> | Point | <Null> | -117.7204 | 33.4824 | Yes | K01-12159-2 | <Null> | Easily accessible | 9 | 0.0864 | Below Average Discharge | 1.4256 | 0.059856 | 3.5556 | 0.14913 | 0.24 | 0.0864 | 62 | <Null> | <Null> | Yes | <Null> | <Null>
17464 | Dumond | 54 | 2024-01-09 18:06 | OCENVRESUSER | <Null> | <Null> | 11515 | LC03 | Verified | Outfall | Laguna Beach | South | {886775A2-E4C3-48F3-9D28-64111BB5241F} | <Null> | <Null> | <Null> | <Null> | Point | <Null> | -117.7627 | 33.5196 | Unknown | LC03-11515-1 | <Null> | Easily accessible | 7 | 0.039732 | 20% Or More Above Average Discharge | 0.57143 | 0.017143 | 5.8757 | 0.016796 | 0.039732 | 0.00135 | <Null> | <Null> | <Null> | <Null> | <Null> | <Null>
17465 | 813Added | 48 | 2024-01-09 18:06 | OCENVRESUSER | <Null> | <Null> | 11518 | I00 | Verified | Outfall | Laguna Beach | South | {43927D34-5C8D-480F-9527-A565DA0C7C0C} | <Null> | <Null> | <Null> | <Null> | Point | <Null> | -117.7726 | 33.5286 | Unknown | I00-11518-2 | <Null> | Easily accessible | 1 | 0.0048 | Equal | 0.4 | 0.02 | 10 | 0.0048 | 0.0048 | 0.0048 | <Null> | <Null> | <Null> | <Null> | <Null> | <Null>
495 | Doheny beach under railroad tracks. City of DP determined it drains to SC11-035-3 (Urban Runoff Diversion #2) | 39 | 2024-01-09 18:06 | OCENVRESUSER | <Null> | <Null> | 35 | SC11 | Removed From Inventory | Culvert | Dana Point | South | {379C7D96-219E-4B46-9BC9-2D5E8F3A76B8} | Not A Priority | <Null> | <Null> | <Null> | Point | <Null> | -117.6723 | 33.4581 | Unknown | SC11-035-4 | <Null> | Easily accessible | 2 | 0 | Equal | 0 | 0 | 0 | 0 | 0 | 0 | <Null> | <Null> | <Null> | <Null> | <Null> | <Null>
496 | <Null> | 36 | 2024-01-09 18:06 | OCENVRESUSER | <Null> | <Null> | 728 | L01 | Verified | Outfall | Dana Point | South | {74BEFDA9-4138-4459-9D5E-A60F88FD79B2} | Not A Priority | <Null> | <Null> | <Null> | Point | <Null> | -117.6811 | 33.4708 | Unknown | L01-728-9 | <Null> | Easily accessible | 16 | 0 | Equal | 0 | 0 | 0 | 0 | 0 | 0 | <Null> | <Null> | <Null> | <Null> | <Null> | <Null>
497 | <Null> | 36 | 2024-01-09 18:06 | OCENVRESUSER | <Null> | <Null> | 727 | L01 | Verified | Outfall | Dana Point | South | {F5B625B6-1B6F-4CA5-84AD-4CBD11F17148} | Not A Priority | <Null> | <Null> | <Null> | Point | <Null> | -117.6801 | 33.4715 | Unknown | L01-727-3 | <Null> | Easily accessible | 7 | 0 | Below Average Discharge | 1.7714 | 0.003571 | 2.7143 | 0.007959 | 0.03 | 0 | <Null> | <Null> | <Null> | <Null> | <Null> | <Null>
498 | J03P01in; 8x10 box channel in Crown Valley Park | <Null> | 2024-01-09 18:06 | OCENVRESUSER | 96 | 120 | 9216 | J03 | Verified | Box | Laguna Niguel | South | {BDBAD671-CCD0-47D1-B121-7ED3242CBA94} | Priority | Deployed | 2017-03-17 | <Null> | Point | <Null> | -117.7101 | 33.528 | Yes | J03-9216-2 | <Null> | Easily accessible | 26 | 4.4732 | 20% Or More Above Average Discharge | 4.0477 | 0.16969 | 4.0392 | 1.5203 | 4.4732 | 0.03075 | 74 | <Null> | <Null> | <Null> | Yes | Yes
492 | <Null> | 18 | 2024-01-09 18:06 | OCENVRESUSER | <Null> | <Null> | 708 | L03 | Verified | Outfall | Laguna Niguel | South | {F1F7ABE5-B9B0-428B-A044-FA7BF715AC92} | Not A Priority | <Null> | <Null> | <Null> | Point | <Null> | -117.6757 | 33.5627 | Unknown | L03-708-12 | <Null> | Easily accessible | 1 | 0 | Equal | 0 | 0 | 0 | 0 | 0 | 0 | <Null> | <Null> | <Null> | <Null> | <Null> | <Null>
500 | E Avenida Pico | 96 | 2024-01-09 18:06 | OCENVRESUSER | <Null> | <Null> | 85 | M02 | Verified | Outfall | San Clemente | South | {1D128A62-EF51-4A28-936B-8E020EBC129D} | Priority | Complete | 2016-07-15 07:00 | 2016-07-29 07:00 | Point | <Null> | -117.5942 | 33.458 | Yes | M02-085-2 | <Null> | Easily accessible | 18 | 1.0265 | 20% Or More Above Average Discharge | 1.5433 | 0.085833 | 3.8611 | 0.26355 | 1.0265 | 0.042 | 33 | <Null> | <Null> | Yes | <Null> | <Null>
502 | <Null> | <Null> | 2024-01-09 18:06 | OCENVRESUSER | 8 | 4 | 9359 | J01 | Verified | Box | Lake Forest | South | {E9D08FC2-7F70-4A86-8EF6-2A8BE2A5E6F4} | Not A Priority | <Null> | <Null> | <Null> | Point | <Null> | -117.6899 | 33.6243 | Yes | J01-9259-3 | <Null> | Easily accessible | 7 | 0.013396 | 20% Or More Above Average Discharge | 0.67167 | 0.014167 | 16.4357 | 0.00601 | 0.018 | 0 | <Null> | <Null> | <Null> | <Null> | <Null> | <Null>
506 | <Null> | 78 | 2024-01-09 18:06 | OCENVRESUSER | <Null> | <Null> | 9234 | J03 | Verified | Outfall | Laguna Niguel | South | {7C898AE5-6408-40A7-9258-052F87B864B0} | Priority | Complete | 2016-08-03 07:00 | 2016-08-17 07:00 | Point | <Null> | -117.7065 | 33.5196 | Yes | J03-9234-6 | <Null> | Easily accessible | 19 | 0.11152 | Below Average Discharge | 0.96789 | 0.15729 | 4.3311 | 1.1083 | 16.5 | 0.024677 | 32 | <Null> | <Null> | <Null> | <Null> | <Null>
507 | Upstream of outlet pipe near L02 | 64 | 2024-01-09 18:06 | OCENVRESUSER | <Null> | <Null> | 396 | L02 | Verified | Outfall | Mission Viejo | South | {516167D7-3F5E-403F-A9CA-5AC1AB5EBF37} | Priority | Complete | 2016-11-16 08:00 | 2016-12-08 08:00 | Point | <Null> | -117.6538 | 33.5635 | Yes | L02-396-1 | <Null> | Easily accessible | 11 | 0.03375 | 20% Or More Above Average Discharge | 0.73364 | 0.027909 | 6.8018 | 0.024038 | 0.1 | 0.004 | 47 | <Null> | <Null> | <Null> | <Null> | <Null>
508 | Beach Rd and PCH (culvert) - confirmed with Lisa Z | <Null> | 2024-01-09 18:06 | OCENVRESUSER | 4 | 6 | 130 | SC11 | Removed From Inventory | Culvert | Dana Point | South | {2E017E03-4D09-43A2-9480-BD654844EFB6} | Not A Priority | <Null> | <Null> | <Null> | Point | <Null> | -117.6678 | 33.4552 | Yes | SC11-130-1 | <Null> | Easily accessible | 1 | 0.014571 | Equal | 1.7 | 0.06 | 42 | 0.014571 | 0.014571 | 0.014571 | <Null> | <Null> | <Null> | <Null> | <Null> | <Null>
511 | 60" @ Camino Capistrano | 60 | 2024-01-09 18:06 | OCENVRESUSER | <Null> | <Null> | 708 | L03 | Verified | Outfall | Laguna Niguel | South | {20164D58-A077-45A1-8D67-D8C0FBC284B8} | Priority | Complete | 2016-10-12 07:00 | 2016-11-16 08:00 | Point | <Null> | -117.6738 | 33.5646 | Yes | L03-708-13 | <Null> | Easily accessible | 14 | 0.14167 | 20% Or More Above Average Discharge | 0.77286 | 0.048214 | 5.4864 | 0.056238 | 0.14167 | 0.009 | 37 | <Null> | <Null> | <Null> | <Null> | <Null>
512 | ACJ-pipe | 42 | 2024-01-09 18:06 | OCENVRESUSER | <Null> | <Null> | 9364 | J01 | Verified | Outfall | Orange Co | South | {51AB1EDB-AED9-40F1-83A8-6391511D250C} | Not A Priority | <Null> | <Null> | <Null> | Point | <Null> | -117.7272 | 33.5443 | Unknown | J01-9364-4 | <Null> | Easily accessible | 11 | 0 | Equal | 0 | 0 | 0 | 0 | 0 | 0 | <Null> | <Null> | <Null> | <Null> | <Null> | <Null>
513 | San Clemente | 48 | 2024-01-12 19:32 | OCENVRESUSER | <Null> | <Null> | 52 | M02 | Verified | Outfall | San Clemente | South | {3CDC86F8-F190-45F4-8430-F50DADFD797B} | Priority | Complete | 2017-08-03 | 2017-11-16 | Point | <Null> | -117.6097 | 33.4513 | Yes | M02-052-4 | <Null> | Easily accessible | 8 | 0.013333 | Below Average Discharge | 0.93 | 0.07625 | 4.6562 | 0.041791 | 0.096 | 0.013333 | 47 | <Null> | <Null> | <Null> | <Null> | <Null>
514 | Nested discharge point, not an outfall by definition | 36 | 2024-01-09 18:06 | OCENVRESUSER | <Null> | <Null> | 613 | L01 | Removed From Inventory | Outfall | Dana Point | South | {66BF25E7-7C2E-440C-B88E-6770670FC382} | <Null> | <Null> | <Null> | <Null> | Point | <Null> | -117.6794 | 33.4691 | Yes | L01-613-1 | <Null> | Easily accessible | 4 | 0.006136 | Above Average Discharge | 0.5125 | 0.0175 | 14.08 | 0.005884 | 0.0144 | 0.0012 | <Null> | <Null> | <Null> | <Null> | <Null> | <Null>
15316 | Cascadita storm channel (SC1-2) | <Null> | 2024-01-09 18:06 | OCENVRESUSER | 7 | 8 | 47 | M01 | Verified | Box | San Clemente | South | {986D4C77-948D-4582-A23D-BF24985A8B51} | Priority | Deployed | 2017-08-22 18:56 | <Null> | Point | <Null> | -117.6419 | 33.4425 | Yes | M01-047-1 | <Null> | Easily accessible | 9 | 0.35357 | Above Average Discharge | 2.3333 | 0.10878 | 5.0444 | 0.32588 | 0.85714 | 0.075429 | 65 | <Null> | <Null> | Yes | <Null> | <Null>
16131 | L07-SR74 | 60 | 2024-01-09 18:06 | OCENVRESUSER | <Null> | <Null> | 471 | L01 | Verified | Outfall | Orange Co | South | {1506D8A1-1F63-4CAD-971D-6107A4006B15} | <Null> | <Null> | <Null> | <Null> | Point | <Null> | -117.5973 | 33.5256 | Unknown | L01-471-1 | <Null> | Easily accessible | 11 | 0.051173 | 20% Or More Above Average Discharge | 0.24091 | 0.012 | 6.8082 | 0.00661 | 0.051173 | 0 | <Null> | <Null> | <Null> | <Null> | <Null> | <Null>
16134 | L06-Tesoro | 72 | 2024-01-09 18:06 | OCENVRESUSER | <Null> | <Null> | 335 | L01 | Verified | Outfall | Orange Co | South | {6D056363-053F-45F5-B22A-6CAFD80C097C} | Priority | <Null> | <Null> | <Null> | Point | <Null> | -117.6128 | 33.5778 | Yes | L01-335-1 | <Null> | Easily accessible | 11 | 0.025641 | 20% Or More Above Average Discharge | 0.34246 | 0.019091 | 3.4127 | 0.013073 | 0.025641 | 0.0035 | 57 | <Null> | <Null> | <Null> | <Null> | <Null>
16957 | Acorn Ridge - next to dissipator | 40 | 2024-01-09 18:06 | OCENVRESUSER | <Null> | <Null> | 344 | L02 | Verified | Outfall | Orange Co | South | {E885A8CA-0AA1-47CD-A582-4DCD7E616FC7} | <Null> | <Null> | <Null> | <Null> | Point | <Null> | -117.6286 | 33.5919 | Yes | L02-344-2 | <Null> | Easily accessible | 4 | 0.06 | Below Average Discharge | 3.45 | 0.745 | 35 | 0.40814 | 0.97778 | 0.06 | <Null> | <Null> | <Null> | <Null> | <Null> | <Null>
17355 | <Null> | 24 | 2024-01-09 18:06 | OCENVRESUSER | <Null> | <Null> | 50 | M01 | Verified | Outfall | San Clemente | South | {25854B25-D3DF-43C1-AA01-F0CCD3BAEFB7} | <Null> | <Null> | <Null> | <Null> | Point | <Null> | -117.6441 | 33.4458 | Unknown | M01-050-5 | <Null> | Easily accessible | <Null> | <Null> | <Null> | <Null> | <Null> | <Null> | <Null> | <Null> | <Null> | <Null> | <Null> | <Null> | <Null> | <Null> | <Null>
17456 | 1919Added | 24 | 2024-01-09 18:06 | OCENVRESUSER | <Null> | <Null> | 75 | SC10 | Verified | Outfall | Dana Point | South | {8EEEB91E-267A-44E5-A866-360C2AA1DA99} | <Null> | <Null> | <Null> | <Null> | Point | <Null> | -117.6634 | 33.4522 | Unknown | SC10-075-2 | <Null> | Easily accessible | 2 | 0 | Equal | 0 | 0 | 0 | 0 | 0 | 0 | <Null> | <Null> | <Null> | <Null> | <Null> | <Null>
17457 | 1950Added - duplicate of structure already in geodatabase | 24 | 2024-01-09 18:06 | OCENVRESUSER | <Null> | <Null> | 35 | SC11 | Removed From Inventory | Outfall | Dana Point | South | {B6B1A86E-1F4A-4D90-B316-61F2D33914E1} | <Null> | <Null> | <Null> | <Null> | Point | <Null> | -117.6754 | 33.46 | Unknown | SC11-035-5 | <Null> | Easily accessible | <Null> | <Null> | <Null> | <Null> | <Null> | <Null> | <Null> | <Null> | <Null> | <Null> | <Null> | <Null> | <Null> | <Null> | <Null>
17458 | 36dheneyAdded | 42 | 2024-01-09 18:06 | OCENVRESUSER | <Null> | <Null> | 130 | SC11 | Verified | Outfall | Dana Point | South | {DE0020F6-684A-482B-8896-B9B1BD8DEE8C} | <Null> | <Null> | <Null> | <Null> | Point | <Null> | -117.6692 | 33.4557 | Unknown | SC11-130-2 | <Null> | Easily accessible | 5 | 0 | Below Average Discharge | 0.54 | 0.026 | 7.8 | 0.013885 | 0.03 | 0 | <Null> | <Null> | <Null> | <Null> | <Null> | <Null>
17529 | SWGM-13703Added - duplicate of outfall already in geodatabase | 28 | 2024-01-09 18:06 | OCENVRESUSER | <Null> | <Null> | 68 | SC12 | Removed From Inventory | Outfall | San Clemente | South | {AC55FDC5-72A8-42C4-9711-53A27C38F083} | <Null> | <Null> | <Null> | <Null> | Point | <Null> | -117.6202 | 33.4196 | Unknown | SC12-068-5 | <Null> | Easily accessible | <Null> | <Null> | <Null> | <Null> | <Null> | <Null> | <Null> | <Null> | <Null> | <Null> | <Null> | <Null> | <Null> | <Null> | <Null>
17513 | Calle Nuevo | 90 | 2024-01-09 18:06 | OCENVRESUSER | <Null> | <Null> | 38 | M01 | Verified | Outfall | San Clemente | South | {0DF4331E-C350-41BF-969E-1D66F2881789} | <Null> | <Null> | <Null> | <Null> | Point | <Null> | -117.6393 | 33.465 | Yes | M01-038-3 | <Null> | Easily accessible | 4 | 0.0192 | 20% Or More Above Average Discharge | 0.275 | 0.01025 | 31.625 | 0.005304 | 0.0192 | 1.8e-05 | <Null> | <Null> | <Null> | <Null> | <Null> | <Null>
17538 | SWGM-10075Added - need to verify | 32 | 2024-01-09 18:06 | OCENVRESUSER | <Null> | <Null> | 79 | SC07 | Removed From Inventory | Outfall | San Clemente | South | {D07761A8-EC5E-40AA-A1C2-65938D163907} | <Null> | <Null> | <Null> | <Null> | Point | <Null> | -117.6268 | 33.4255 | Unknown | SC07-079-6 | <Null> | Easily accessible | 1 | 0.013333 | Equal | 0.5 | 0.04 | 9 | 0.013333 | 0.013333 | 0.013333 | <Null> | <Null> | <Null> | <Null> | <Null> | <Null>
17532 | Avenida Vaquero North | 60 | 2024-01-09 18:06 | OCENVRESUSER | <Null> | <Null> | 99 | M01 | Verified | Outfall | San Clemente | South | {43A185DF-1F9A-4C1C-9F07-AA2BE1E7BCB9} | Priority | <Null> | <Null> | <Null> | Point | <Null> | -117.6423 | 33.4568 | Yes | M01-099-1 | <Null> | Easily accessible | 9 | 0.006469 | Below Average Discharge | 0.64444 | 0.038333 | 5.9722 | 0.028528 | 0.072 | 0.001149 | 56 | <Null> | <Null> | <Null> | <Null> | <Null>
17533 | SWGM-12451Added | 33 | 2024-01-09 18:06 | OCENVRESUSER | <Null> | <Null> | 124 | M01 | Verified | Outfall | San Clemente | South | {829211B3-0C7D-4CDF-B1F1-49629F2B8516} | <Null> | <Null> | <Null> | <Null> | Point | <Null> | -117.6422 | 33.4568 | Yes | M01-124-1 | <Null> | Easily accessible | 5 | 0.006222 | Below Average Discharge | 0.7 | 0.048 | 23.7 | 0.012685 | 0.025714 | 0.006 | <Null> | <Null> | <Null> | <Null> | <Null> | <Null>
17507 | 2882Added | 60 | 2024-01-26 17:49 | OCENVRESUSER | <Null> | <Null> | 517 | L01 | Verified | Outfall | San Juan Capistrano | South | {01A02819-9301-488A-B748-0623EE010001} | <Null> | <Null> | <Null> | <Null> | Point | <Null> | -117.6245 | 33.5187 | Unknown | L01-517-8 | <Null> | Easily accessible | 4 | 0 | Equal | 0 | 0 | 0 | 0 | 0 | 0 | <Null> | <Null> | <Null> | <Null> | <Null> | <Null>
17508 | SWGM-12639Added | 50 | 2024-01-09 18:06 | OCENVRESUSER | <Null> | <Null> | 81 | SC09 | Removed From Inventory | Culvert | San Clemente | South | {4483AB22-0802-446E-9510-A37FC46CF60D} | <Null> | <Null> | <Null> | <Null> | Point | <Null> | -117.6375 | 33.4357 | Unknown | SC09-081-2 | <Null> | Easily accessible | <Null> | <Null> | <Null> | <Null> | <Null> | <Null> | <Null> | <Null> | <Null> | <Null> | <Null> | <Null> | <Null> | <Null> | <Null>
17511 | Diamante - entrance to MS4. By definition, not an outfall | <Null> | 2024-01-09 18:06 | OCENVRESUSER | <Null> | <Null> | 8 | M01 | Verified | Box | San Clemente | South | {B4C2DE98-2903-4237-914D-570020690CEC} | <Null> | <Null> | <Null> | <Null> | Point | <Null> | -117.6277 | 33.4778 | Unknown | M01-008-1 | <Null> | Easily accessible | 4 | 0 | Equal | 0 | 0 | 0 | 0 | 0 | 0 | <Null> | <Null> | <Null> | <Null> | <Null> | <Null>
19565 | <Null> | 36 | 2024-01-09 18:06 | OCENVRESUSER | <Null> | <Null> | 11017 | LC05 | Verified | Outfall | Laguna Beach | South | {552A1115-2EB7-48DD-A375-4E5A6EF6FC79} | <Null> | <Null> | <Null> | <Null> | Point | <Null> | -117.7602 | 33.5154 | Yes | LC05-11017-2 | <Null> | Easily accessible | 7 | 0.018103 | Below Average Discharge | 0.46 | 0.025143 | 4.2229 | 0.029091 | 0.135 | 0 | <Null> | <Null> | <Null> | <Null> | <Null> | <Null>
19966 | <Null> | 36 | 2024-01-09 18:06 | OCENVRESUSER | <Null> | <Null> | 124 | M01 | Verified | Outfall | San Clemente | South | {B4FCF9CC-A9DE-46B1-8099-5EE10514BE7E} | Priority | <Null> | <Null> | <Null> | Point | <Null> | -117.6422 | 33.4568 | Yes | M01-124-2 | <Null> | Easily accessible | 8 | 0.006641 | Below Average Discharge | 0.54375 | 0.042708 | 10.6425 | 0.017809 | 0.04 | 0.005333 | 48 | <Null> | <Null> | <Null> | <Null> | <Null>
20366 | <Null> | 24 | 2024-01-09 18:06 | OCENVRESUSER | <Null> | <Null> | 50 | M01 | Verified | Outfall | San Clemente | South | {5C220216-215F-4C0B-966F-6BE29C564302} | <Null> | <Null> | <Null> | <Null> | Point | <Null> | -117.6441 | 33.4458 | Unknown | M01-050-6 | <Null> | Easily accessible | 4 | 0 | Below Average Discharge | 0.35 | 0.045 | 1 | 0.0945 | 0.21 | 0 | <Null> | <Null> | <Null> | <Null> | <Null> | <Null>
20369 | <Null> | 30 | 2024-01-09 18:06 | OCENVRESUSER | <Null> | <Null> | 124 | M01 | Verified | Outfall | San Clemente | South | {F9CEF2B6-FAF2-4C8B-BA3F-44B527ED988A} | <Null> | <Null> | <Null> | <Null> | Point | <Null> | -117.6391 | 33.4651 | Unknown | M01-124-3 | <Null> | Easily accessible | 1 | 0.0015 | Equal | 0.25 | 0.01 | 10 | 0.0015 | 0.0015 | 0.0015 | <Null> | <Null> | <Null> | <Null> | <Null> | <Null>
20370 | <Null> | 48 | 2024-01-09 18:06 | OCENVRESUSER | <Null> | <Null> | 124 | M01 | Verified | Outfall | San Clemente | South | {FA68CCE1-A2A8-414F-8411-9E05511C841E} | <Null> | <Null> | <Null> | <Null> | Point | <Null> | -117.6391 | 33.4651 | Unknown | M01-124-4 | <Null> | Easily accessible | 2 | 0.0012 | 20% Or More Above Average Discharge | 0.25 | 0.01 | 25 | 0.0006 | 0.0012 | 0 | <Null> | <Null> | <Null> | <Null> | <Null> | <Null>
20372 | Horno_Out_OCFS | <Null> | 2024-01-09 18:06 | OCENVRESUSER | <Null> | <Null> | 489 | L05 | Verified | Box | Orange Co | South | {AB8E0D12-8F63-49AB-B36D-666D80A86575} | <Null> | <Null> | <Null> | <Null> | Point | <Null> | -117.6466 | 33.5289 | Yes | L05-489-3d | <Null> | Easily accessible | 9 | 0.83713 | Below Average Discharge | 5.0856 | 0.452 | 8.0822 | 1.8892 | 4.5257 | 0.83713 | <Null> | <Null> | <Null> | <Null> | <Null> | <Null>
20373 | Calle Nuevo | 48 | 2024-01-09 18:06 | OCENVRESUSER | <Null> | <Null> | 38 | M01 | Verified | Outfall | San Clemente | South | {AB60FC8E-0055-439B-B787-2F2FED23807A} | Priority | <Null> | <Null> | <Null> | Point | <Null> | -117.6393 | 33.4649 | Unknown | M01-038-6 | <Null> | Easily accessible | 6 | 0.008 | Below Average Discharge | 0.515 | 0.058333 | 24.5567 | 0.013791 | 0.033 | 0.001667 | 48 | <Null> | <Null> | <Null> | <Null> | <Null>
20773 | upstream of L04-136-1 | <Null> | 2024-01-09 18:06 | OCENVRESUSER | <Null> | <Null> | 136 | L04 | Verified | Box | Mission Viejo | South | {B8BEA8A0-3AAC-49CA-83D6-198977198F41} | Not A Priority | Deployed | 2016-07-01 15:19 | 2016-07-01 15:19 | Point | <Null> | -117.679 | 33.6085 | Yes | L04-136-1u (L04P07) | <Null> | Easily accessible | 7 | 0.22657 | Below Average Discharge | 1.8286 | 0.1 | 4.98 | 0.2283 | 0.52 | 0.09 | <Null> | <Null> | <Null> | <Null> | <Null> | <Null>
20775 | <Null> | 36 | 2024-01-09 18:06 | OCENVRESUSER | <Null> | <Null> | 335 | L01 | Verified | Outfall | Orange Co | South | {65AC036E-2F1F-4616-A08A-A4E7B1D38A11} | <Null> | <Null> | <Null> | <Null> | Point | <Null> | -117.6127 | 33.5774 | Unknown | L01-335-2 | <Null> | Easily accessible | 2 | 0 | Equal | 0 | 0 | 0 | 0 | 0 | 0 | <Null> | <Null> | <Null> | <Null> | <Null> | <Null>
20776 | <Null> | 27 | 2024-01-09 18:06 | OCENVRESUSER | <Null> | <Null> | 418 | L03 | Verified | Outfall | Laguna Niguel | South | {923150D8-33AD-40A1-B561-77F6DB32D1D0} | <Null> | <Null> | <Null> | <Null> | Point | <Null> | -117.6745 | 33.5476 | Yes | L03-418-9 | <Null> | Easily accessible | 3 | 0.0072 | 20% Or More Above Average Discharge | 0.29 | 0.016667 | 7.5 | 0.005261 | 0.0072 | 0.001385 | <Null> | <Null> | <Null> | <Null> | <Null> | <Null>
21177 | Strand Beach | 22 | 2024-01-09 18:06 | OCENVRESUSER | <Null> | <Null> | 12020 | DP01 | Verified | Outfall | Dana Point | South | {12E7317E-B0D1-44C4-A834-6F06D9921DC2} | <Null> | <Null> | <Null> | <Null> | Point | <Null> | -117.7179 | 33.4692 | Unknown | DP01-12020-1 | <Null> | Easily accessible | 2 | 0 | Equal | 0 | 0 | 0 | 0 | 0 | 0 | <Null> | <Null> | <Null> | <Null> | <Null> | <Null>
21178 | Strand Beach | 30 | 2024-01-09 18:06 | OCENVRESUSER | <Null> | <Null> | 12022 | DP01 | Verified | Outfall | Dana Point | South | {9B0581A6-42F8-4549-B81D-1FC9903C3D97} | <Null> | <Null> | <Null> | <Null> | Point | <Null> | -117.7178 | 33.469 | Unknown | DP01-12022-3 | <Null> | Easily accessible | 1 | 0.024 | Equal | 0.8 | 0.03 | 6 | 0.024 | 0.024 | 0.024 | <Null> | <Null> | <Null> | <Null> | <Null> | <Null>
17551 | L01-estenagaAdded | 48 | 2024-01-26 17:49 | OCENVRESUSER | <Null> | <Null> | 749 | L01 | Verified | Outfall | San Juan Capistrano | South | {AAAA11DA-67C2-4E13-B18E-11AAEBB0B8F5} | <Null> | <Null> | <Null> | <Null> | Point | <Null> | -117.6364 | 33.5092 | Unknown | L01-749-5 | <Null> | Easily accessible | 4 | 0 | Below Average Discharge | 0.65 | 0.7675 | 91.175 | 0.008383 | 0.0324 | 0 | <Null> | <Null> | <Null> | <Null> | <Null> | <Null>
17952 | YAP - north of batting cage. Grate ds no outfall found | 36 | 2024-01-09 18:06 | OCENVRESUSER | <Null> | <Null> | 73 | L03 | Removed From Inventory | Culvert | Mission Viejo | South | {22FA98A7-0DE4-42C4-8ECC-BD85FD579324} | <Null> | <Null> | <Null> | <Null> | Point | <Null> | -117.6395 | 33.6415 | Yes | L03-073-5 | <Null> | Easily accessible | 3 | 0.002533 | Below Average Discharge | 0.89333 | 0.06 | 23 | 0.013944 | 0.0225 | 0.002533 | <Null> | <Null> | <Null> | <Null> | <Null> | <Null>
18352 | Ponded water | 36 | 2024-01-09 18:06 | OCENVRESUSER | <Null> | <Null> | 10006 | J01 | Removed From Inventory | Outfall | Lake Forest | South | {6760398D-BAD7-4B8C-AA31-8C3E224A2722} | <Null> | <Null> | <Null> | <Null> | Point | <Null> | -117.6834 | 33.6285 | Yes | J01-10006-2 | <Null> | Easily accessible | <Null> | <Null> | <Null> | <Null> | <Null> | <Null> | <Null> | <Null> | <Null> | <Null> | <Null> | <Null> | <Null> | <Null> | <Null>
18354 | <Null> | 72 | 2024-01-09 18:06 | OCENVRESUSER | <Null> | <Null> | 404 | L01 | Verified | Outfall | Orange Co | South | {1E7BFD35-867B-41B5-9FF2-898F561EE27E} | <Null> | <Null> | <Null> | <Null> | Point | <Null> | -117.5855 | 33.5634 | Yes | L01-404-2 | <Null> | Easily accessible | 9 | 0.03135 | Below Average Discharge | 0.82222 | 0.067222 | 6.3456 | 0.056201 | 0.23625 | 0.015273 | <Null> | <Null> | <Null> | <Null> | <Null> | <Null>
18754 | <Null> | 17 | 2024-01-09 18:06 | OCENVRESUSER | <Null> | <Null> | 662 | L03 | Verified | Outfall | Mission Viejo | South | {3D2919E9-FAA7-4C64-8997-25276EE794C8} | <Null> | <Null> | <Null> | <Null> | Point | <Null> | -117.6482 | 33.6246 | Unknown | L03-662-4 | <Null> | Easily accessible | 1 | 0.024 | Equal | 0.4 | 0.05 | 5 | 0.024 | 0.024 | 0.024 | <Null> | <Null> | <Null> | <Null> | <Null> | <Null>
18755 | <Null> | 20 | 2024-01-09 18:06 | OCENVRESUSER | <Null> | <Null> | 662 | L03 | Verified | Outfall | Mission Viejo | South | {0B5407F6-248C-4AE2-95D0-E12273D3AA55} | <Null> | <Null> | <Null> | <Null> | Point | <Null> | -117.6483 | 33.6245 | Unknown | L03-662-5 | <Null> | Easily accessible | <Null> | <Null> | <Null> | <Null> | <Null> | <Null> | <Null> | <Null> | <Null> | <Null> | <Null> | <Null> | <Null> | <Null> | <Null>
18756 | Concrete drainage ditch | 17 | 2024-01-09 18:06 | OCENVRESUSER | <Null> | <Null> | 662 | L03 | Verified | Outfall | Mission Viejo | South | {672586AA-932D-4A33-8C77-40D01D1FB47A} | <Null> | <Null> | <Null> | <Null> | Point | <Null> | -117.6483 | 33.6246 | Unknown | L03-662-6 | <Null> | Easily accessible | <Null> | <Null> | <Null> | <Null> | <Null> | <Null> | <Null> | <Null> | <Null> | <Null> | <Null> | <Null> | <Null> | <Null> | <Null>
17548 | San Juan Hills Golf Club | 58 | 2024-01-26 17:49 | OCENVRESUSER | <Null> | <Null> | 766 | L01 | Verified | Outfall | San Juan Capistrano | South | {897EC9EE-5CAB-4DFE-896A-03DD917D9C2F} | Priority | <Null> | <Null> | <Null> | Point | <Null> | -117.6556 | 33.4965 | Yes | L01-766-9 | <Null> | Easily accessible | 3 | 0.1 | Below Average Discharge | 2.9333 | 0.23333 | 25.3333 | 0.1739 | 0.24 | 0.1 | 48 | <Null> | <Null> | Yes | <Null> | <Null>
17542 | Marbella Country Club | 54 | 2024-01-26 17:49 | OCENVRESUSER | <Null> | <Null> | 503 | L05 | Verified | Outfall | San Juan Capistrano | South | {0D74C298-E380-451C-AD48-D54F338F6F15} | Priority | <Null> | <Null> | <Null> | Point | <Null> | -117.6573 | 33.5107 | Yes | L05-503-1 | <Null> | Easily accessible | 8 | 0.25527 | 20% Or More Above Average Discharge | 1.1225 | 0.055 | 6.9688 | 0.083576 | 0.25527 | 0.009 | 53 | <Null> | <Null> | Yes | <Null> | <Null>
139 | M00S04 | <Null> | 2024-01-09 18:06 | OCENVRESUSER | 6 | 6 | 71 | M00.1 | Verified | Box | San Clemente | South | {564BA613-62BA-484C-8F8D-10DB77A3916D} | Not A Priority | Complete | 2016-09-01 07:00 | 2016-09-27 07:00 | Point | <Null> | -117.6028 | 33.4132 | Yes | M00.1-071-3 (M00S04) | <Null> | Easily accessible | 8 | 0.005 | Below Average Discharge | 1.155 | 0.0575 | 8.7975 | 0.044229 | 0.13802 | 0.005 | <Null> | <Null> | <Null> | <Null> | <Null> | <Null>
140 | M00S04 | 24 | 2024-01-09 18:06 | OCENVRESUSER | <Null> | <Null> | 71 | M00.1 | Verified | Outfall | San Clemente | South | {CE5F1A41-58E7-4E58-AD13-8F4DE72B6F30} | Not A Priority | Complete | 2016-09-01 07:00 | 2016-09-27 07:00 | Point | <Null> | -117.6027 | 33.4125 | Yes | M00.1-071-4 (M00S04) | <Null> | Easily accessible | 8 | 0.005 | Below Average Discharge | 0.365 | 0.020625 | 4.3075 | 0.012559 | 0.03 | 0.0045 | <Null> | <Null> | <Null> | <Null> | <Null> | <Null>
144 | <Null> | 36 | 2024-01-09 18:06 | OCENVRESUSER | <Null> | <Null> | 68 | SC12 | Verified | Outfall | San Clemente | South | {8EA7D45C-F7B0-4458-86E9-AD604FC84803} | Not A Priority | <Null> | <Null> | <Null> | Point | <Null> | -117.6202 | 33.4195 | Unknown | SC12-068-4 | <Null> | Easily accessible | 12 | 0 | Below Average Discharge | 0.21417 | 0.023333 | 32.1667 | 0.0089 | 0.06 | 0 | <Null> | <Null> | <Null> | <Null> | <Null> | <Null>
145 | <Null> | 30 | 2024-01-09 18:06 | OCENVRESUSER | <Null> | <Null> | 68 | SC12 | Verified | Outfall | San Clemente | South | {34FE086A-AC14-4ADD-953A-49394731BB44} | Not A Priority | <Null> | <Null> | <Null> | Point | <Null> | -117.6203 | 33.4196 | Yes | SC12-068-3 | <Null> | Easily accessible | 5 | 0.0024 | Below Average Discharge | 0.348 | 0.012 | 6.72 | 0.004258 | 0.006923 | 0.0024 | <Null> | <Null> | <Null> | <Null> | <Null> | <Null>
146 | M00P02 | 60 | 2024-01-09 18:06 | OCENVRESUSER | <Null> | <Null> | 146 | SC06 | Verified | Outfall | San Clemente | South | {39F60971-71F5-4FB5-A552-55C3B268E8F1} | Not A Priority | Complete | <Null> | <Null> | Point | <Null> | -117.6179 | 33.4178 | Unknown | SC06-146-2 (M00P02) | <Null> | Easily accessible | 11 | 0.042038 | Below Average Discharge | 1.2727 | 0.064455 | 7.6836 | 0.055256 | 0.22 | 0.02 | <Null> | <Null> | <Null> | <Null> | <Null> | <Null>
147 | Drains to M00P02 | 36 | 2024-01-09 18:06 | OCENVRESUSER | <Null> | <Null> | 146 | SC06 | Verified | Outfall | San Clemente | South | {839E2352-454E-4F0A-8BF2-3ECBF7506A2F} | Not A Priority | <Null> | <Null> | <Null> | Point | <Null> | -117.6178 | 33.4172 | Yes | SC06-146-1 (M00P02) | <Null> | Easily accessible | 4 | 0.003651 | 20% Or More Above Average Discharge | 0.6 | 0.006667 | 11.1975 | 0.003017 | 0.0054 | 0 | <Null> | <Null> | <Null> | <Null> | <Null> | <Null>
148 | <Null> | 36 | 2024-01-09 18:06 | OCENVRESUSER | <Null> | <Null> | 68 | SC12 | Verified | Outfall | San Clemente | South | {98B44F39-2446-4B60-A2A7-E75C37BDE055} | Not A Priority | <Null> | <Null> | <Null> | Point | <Null> | -117.621 | 33.4206 | Unknown | SC12-068-2 | <Null> | Easily accessible | 13 | 0.021 | 20% Or More Above Average Discharge | 0.73462 | 0.019615 | 7.9292 | 0.008401 | 0.024375 | 0 | <Null> | <Null> | <Null> | <Null> | <Null> | <Null>
149 | LINDAL (M00S07) | 48 | 2024-01-09 18:06 | OCENVRESUSER | <Null> | <Null> | 66 | M00.2 | Verified | Outfall | San Clemente | South | {5554CB30-DBF5-4F05-9145-3024520F5CD4} | Not A Priority | <Null> | <Null> | <Null> | Point | <Null> | -117.623 | 33.4232 | Yes | M00.2-066-1 (M00S07) | <Null> | Easily accessible | 12 | 0.026526 | 20% Or More Above Average Discharge | 0.58458 | 0.018636 | 5.2942 | 0.014319 | 0.048 | 0 | <Null> | <Null> | <Null> | <Null> | <Null> | <Null>
150 | South Buena Vista | 32 | 2024-01-09 18:06 | OCENVRESUSER | <Null> | <Null> | 79 | SC07 | Verified | Outfall | San Clemente | South | {A2113BD2-E7F8-4615-AFBC-AF2B7E1EC548} | Not A Priority | <Null> | <Null> | <Null> | Point | <Null> | -117.6268 | 33.4255 | Yes | SC07-079-3 | <Null> | Easily accessible | 5 | 0.02 | 20% Or More Above Average Discharge | 0.422 | 0.015 | 5.1 | 0.009052 | 0.02 | 0 | <Null> | <Null> | <Null> | <Null> | <Null> | <Null>
151 | 2 circular drains side by side | 48 | 2024-01-09 18:06 | OCENVRESUSER | <Null> | <Null> | 79 | SC07 | Verified | Outfall | San Clemente | South | {03864DBD-D87D-474A-A6EE-7F78E41DD1AA} | Not A Priority | <Null> | <Null> | <Null> | Point | <Null> | -117.6253 | 33.4243 | Unknown | SC07-079-5 | <Null> | Easily accessible | 6 | 1.1932 | 20% Or More Above Average Discharge | 0.76667 | 0.040833 | 5.42 | 0.20176 | 1.1932 | 0 | <Null> | <Null> | <Null> | <Null> | <Null> | <Null>
164 | Cristianos Trail | 36 | 2024-01-09 18:06 | OCENVRESUSER | <Null> | <Null> | 86 | M02 | Verified | Outfall | San Clemente | South | {F86F746E-958B-4AF4-8B9D-F230E1352261} | Not A Priority | <Null> | <Null> | <Null> | Point | <Null> | -117.5999 | 33.4773 | Unknown | M02-086-1 | <Null> | Easily accessible | 5 | 0 | Below Average Discharge | 0.052 | 0.002 | 1.68 | 0.000371 | 0.001857 | 0 | <Null> | <Null> | <Null> | <Null> | <Null> | <Null>
166 | <Null> | 60 | 2024-01-09 18:06 | OCENVRESUSER | <Null> | <Null> | 551 | L01 | Removed From Inventory | Culvert | San Juan Capistrano | South | {03183051-E618-4786-976E-4427B2790756} | Not A Priority | <Null> | <Null> | <Null> | Point | <Null> | -117.6364 | 33.5109 | Yes | L01-551-1 | <Null> | Easily accessible | <Null> | <Null> | <Null> | <Null> | <Null> | <Null> | <Null> | <Null> | <Null> | <Null> | <Null> | <Null> | <Null> | <Null> | <Null>
167 | <Null> | 48 | 2024-01-26 17:49 | OCENVRESUSER | <Null> | <Null> | 749 | L01 | Verified | Outfall | San Juan Capistrano | South | {F283626A-51CD-43CB-A8FF-746A67B87B2B} | Not A Priority | <Null> | <Null> | <Null> | Point | <Null> | -117.6389 | 33.5082 | Unknown | L01-749-3 | <Null> | Easily accessible | 10 | 0 | Equal | 0 | 0 | 0 | 0 | 0 | 0 | <Null> | <Null> | <Null> | <Null> | <Null> | <Null>
168 | Calle Arroyo and Via Cordova | 54 | 2024-01-26 17:49 | OCENVRESUSER | <Null> | <Null> | 749 | L01 | Verified | Culvert | San Juan Capistrano | South | {DB892315-C6C6-4493-889A-BD642E17B637} | Priority | <Null> | <Null> | <Null> | Point | <Null> | -117.6402 | 33.5083 | Yes | L01-749-2 | <Null> | Easily accessible | 5 | 0.24975 | 20% Or More Above Average Discharge | 1.58 | 0.144 | 28.6 | 0.077331 | 0.24975 | 0.0099 | 10 | <Null> | <Null> | Yes | <Null> | <Null>
169 | <Null> | 36 | 2024-01-26 17:49 | OCENVRESUSER | <Null> | <Null> | 556 | L01 | Verified | Outfall | San Juan Capistrano | South | {4FE0C734-3649-4717-871F-7A7EB924A050} | Not A Priority | <Null> | <Null> | <Null> | Point | <Null> | -117.6451 | 33.5055 | Unknown | L01-556-1 | <Null> | Easily accessible | 11 | 0.11857 | 20% Or More Above Average Discharge | 0.291 | 0.016636 | 2.9118 | 0.015099 | 0.11857 | 0 | <Null> | <Null> | <Null> | <Null> | <Null> | <Null>
170 | <Null> | 36 | 2024-01-26 17:49 | OCENVRESUSER | <Null> | <Null> | 748 | L01 | Verified | Outfall | San Juan Capistrano | South | {A91AE436-24A4-4432-8197-13B5F01E53A6} | Not A Priority | <Null> | <Null> | <Null> | Point | <Null> | -117.6428 | 33.504 | Unknown | L01-748-1 | <Null> | Easily accessible | 3 | 0 | Equal | 0 | 0 | 0 | 0 | 0 | 0 | <Null> | <Null> | <Null> | <Null> | <Null> | <Null>
171 | <Null> | 36 | 2024-01-26 17:49 | OCENVRESUSER | <Null> | <Null> | 748 | L01 | Verified | Outfall | San Juan Capistrano | South | {DBC981FA-992C-4171-A16D-E171B6935A16} | Not A Priority | <Null> | <Null> | <Null> | Point | <Null> | -117.6428 | 33.5041 | Yes | L01-748-2 | <Null> | Easily accessible | 3 | 0 | Equal | 0 | 0 | 0 | 0 | 0 | 0 | <Null> | <Null> | <Null> | <Null> | <Null> | <Null>
172 | L01S09 | <Null> | 2024-01-26 17:49 | OCENVRESUSER | 53 | 120 | 618 | L01 | Verified | Box | San Juan Capistrano | South | {DB6B9824-56ED-459B-A97E-F9966647E89B} | Not A Priority | <Null> | <Null> | <Null> | Point | <Null> | -117.6481 | 33.502 | Yes | L01-618-5 (L01S09) | <Null> | Easily accessible | 12 | 0.56842 | 20% Or More Above Average Discharge | 0.84083 | 0.075583 | 6.9092 | 0.18063 | 1.4118 | 0 | <Null> | <Null> | <Null> | <Null> | <Null> | <Null>
156 | SCBS@M02 | 60 | 2024-01-09 18:06 | OCENVRESUSER | <Null> | <Null> | 61 | M02 | Verified | Outfall | San Clemente | South | {C461CAC3-1849-40E8-B3F7-D3281D347977} | Priority | <Null> | <Null> | <Null> | Point | <Null> | -117.6272 | 33.4337 | Yes | M02-061-4 (SCBS@M02) | <Null> | Easily accessible | 10 | 0.037667 | 20% Or More Above Average Discharge | 0.5347 | 0.025247 | 5.934 | 0.016817 | 0.037667 | 0.0018 | 45 | <Null> | <Null> | <Null> | <Null> | <Null>
157 | <Null> | 36 | 2024-01-09 18:06 | OCENVRESUSER | <Null> | <Null> | 61 | M02 | Verified | Outfall | San Clemente | South | {CDF7BCAC-53C5-4BB5-A35D-E02581964FBA} | Not A Priority | <Null> | <Null> | <Null> | Point | <Null> | -117.6264 | 33.4344 | Unknown | M02-061-5 | <Null> | Easily accessible | 10 | 0 | Equal | 0 | 0 | 0 | 0 | 0 | 0 | <Null> | <Null> | <Null> | <Null> | <Null> | <Null>
158 | <Null> | 36 | 2024-01-09 18:06 | OCENVRESUSER | <Null> | <Null> | 142 | M02 | Removed From Inventory | Outfall | San Clemente | South | {EC5901D7-35FC-4050-9794-9A9E94520BB5} | Not A Priority | <Null> | <Null> | <Null> | Point | <Null> | -117.6241 | 33.4363 | Unknown | M02-142-1 | <Null> | Easily accessible | 13 | 0 | Equal | 0 | 0 | 0 | 0 | 0 | 0 | <Null> | <Null> | <Null> | <Null> | <Null> | <Null>
153 | <Null> | 30 | 2024-01-09 18:06 | OCENVRESUSER | <Null> | <Null> | 79 | SC07 | Verified | Outfall | San Clemente | South | {E1BCCE8D-F028-4D0E-A3FB-C2411D34F0A2} | Not A Priority | <Null> | <Null> | <Null> | Point | <Null> | -117.628 | 33.427 | Yes | SC07-079-1 | <Null> | Easily accessible | 1 | 0.012857 | Equal | 0.5 | 0.06 | 14 | 0.012857 | 0.012857 | 0.012857 | <Null> | <Null> | <Null> | <Null> | <Null> | <Null>
154 | PICO | <Null> | 2024-01-09 18:06 | OCENVRESUSER | 25 | 11 | 102 | M02 | Verified | Box | San Clemente | South | {C05A5DC6-D4EB-49A6-9228-7A922FA90F1E} | Not A Priority | <Null> | <Null> | <Null> | Point | <Null> | -117.6327 | 33.4316 | Yes | M02-102-1 | <Null> | Easily accessible | 1 | 0.044 | Equal | 1.1 | 0.02 | 3 | 0.044 | 0.044 | 0.044 | <Null> | <Null> | <Null> | <Null> | <Null> | <Null>
88 | Califa | 24 | 2024-01-09 18:06 | OCENVRESUSER | <Null> | <Null> | 67 | SC03 | Verified | Culvert | San Clemente | South | {9F0C26C8-D63A-4809-AD72-C714A780C1C6} | Not A Priority | <Null> | <Null> | <Null> | Point | <Null> | -117.6066 | 33.4052 | Unknown | SC03-067-1 | <Null> | Easily accessible | 11 | 0 | Equal | 0 | 0 | 0 | 0 | 0 | 0 | <Null> | <Null> | <Null> | <Null> | <Null> | <Null>
90 | Wood Canyon Wetland - Canyonview Park | 72 | 2024-01-09 18:06 | OCENVRESUSER | <Null> | <Null> | 9082 | J01 | Verified | Outfall | Aliso Viejo | South | {D7F5B54C-C817-44EE-AD28-FD7E7AE69350} | Priority | Complete | 2016-06-09 07:00 | 2016-06-24 07:00 | Point | <Null> | -117.7457 | 33.5816 | Yes | J01-9082-2 | <Null> | Easily accessible | 26 | 0.15319 | Below Average Discharge | 1.3684 | 0.12585 | 7.3023 | 0.1701 | 0.87235 | 0.0132 | 57 | <Null> | <Null> | Yes | <Null> | Yes
106 | <Null> | 48 | 2024-01-09 18:06 | OCENVRESUSER | <Null> | <Null> | 11093 | I01 | Verified | Outfall | Laguna Beach | South | {50B8F0F5-D3AB-43AA-9466-0350D018EEA8} | Not A Priority | <Null> | <Null> | <Null> | Point | <Null> | -117.7697 | 33.5627 | Unknown | I01-11093-2 | <Null> | Easily accessible | 13 | 0 | Equal | 0 | 0 | 0 | 0 | 0 | 0 | <Null> | <Null> | <Null> | <Null> | <Null> | <Null>
107 | Left pipe | 36 | 2024-01-09 18:06 | OCENVRESUSER | <Null> | <Null> | 11015 | I01 | Verified | Outfall | Laguna Beach | South | {7466B2A4-CC2D-4862-BC7C-0ABA52F841B0} | Not A Priority | <Null> | <Null> | <Null> | Point | <Null> | -117.7815 | 33.5479 | Unknown | I01-11015-2 | <Null> | Easily accessible | 14 | 0 | Equal | 0 | 0 | 0 | 0 | 0 | 0 | <Null> | <Null> | <Null> | <Null> | <Null> | <Null>
108 | <Null> | <Null> | 2024-01-09 18:06 | OCENVRESUSER | 12 | 62 | 11487 | I01 | Verified | Box | Laguna Beach | South | {5950041F-4A9F-49ED-994B-C50CD46C105C} | Not A Priority | <Null> | <Null> | <Null> | Point | <Null> | -117.7852 | 33.5422 | Unknown | I01-11487-1 | <Null> | Easily accessible | 3 | 0 | Equal | 0 | 0 | 0 | 0 | 0 | 0 | <Null> | <Null> | <Null> | <Null> | <Null> | <Null>
109 |  | 48 | 2024-01-09 18:06 | OCENVRESUSER | <Null> | <Null> | 11487 | I01 | Verified | Outfall | Laguna Beach | South | {04035718-9418-4D9D-BE25-7FB1C35BC0A0} | Not A Priority | Complete | <Null> | <Null> | Point | <Null> | -117.7835 | 33.541 | Yes | I01-11487-2 | <Null> | Easily accessible | 9 | 0 | Below Average Discharge | 0.11667 | 0.004444 | 1.0556 | 0.008375 | 0.072 | 0 | <Null> | <Null> | <Null> | <Null> | <Null> | <Null>
110 | Cleo (I02P02) | 48 | 2024-01-09 18:06 | OCENVRESUSER | <Null> | <Null> | 11453 | I00 | Verified | Outfall | Laguna Beach | South | {171AC70D-B722-42FD-9ADA-813B331846A7} | Not A Priority | <Null> | <Null> | <Null> | Point | <Null> | -117.7805 | 33.5371 | Unknown | I00-11453-1 | <Null> | Easily accessible | 13 | 0 | Below Average Discharge | 0.22 | 0.008462 | 1.7077 | 0.013896 | 0.108 | 0 | <Null> | <Null> | <Null> | <Null> | <Null> | <Null>
111 | Main beach Laguna | 24 | 2024-01-09 18:06 | OCENVRESUSER | <Null> | <Null> | 11019 | LC06 | Verified | Outfall | Laguna Beach | South | {0430234A-5558-4ABE-8641-CADA1ADA1BC5} | Not A Priority | <Null> | <Null> | <Null> | Point | <Null> | -117.7867 | 33.5427 | Yes | LC06-11019-2 | <Null> | Easily accessible | 1 | 0 | Equal | 0 | 0 | 0 | 0 | 0 | 0 | <Null> | <Null> | <Null> | <Null> | <Null> | <Null>
113 | Heisler | 18 | 2024-01-09 18:06 | OCENVRESUSER | <Null> | <Null> | 11509 | LC06 | Verified | Outfall | Laguna Beach | South | {B9F491F5-EA94-4C62-9749-FF5934F6CB9E} | Not A Priority | <Null> | <Null> | <Null> | Point | <Null> | -117.7931 | 33.5443 | Unknown | LC06-11509-1 | <Null> | Easily accessible | 2 | 0 | Equal | 0 | 0 | 0 | 0 | 0 | 0 | <Null> | <Null> | <Null> | <Null> | <Null> | <Null>
114 | Fisherman Cove | 36 | 2024-01-09 18:06 | OCENVRESUSER | <Null> | <Null> | 11508 | LC02 | Verified | Outfall | Laguna Beach | South | {39B42BE3-2E3A-4C89-B9C2-10A02F3B465A} | Not A Priority | <Null> | <Null> | <Null> | Point | <Null> | -117.7953 | 33.5455 | Yes | LC02-11508-2 | <Null> | Easily accessible | 17 | 0.017333 | Below Average Discharge | 0.37647 | 0.032235 | 4.1929 | 0.023365 | 0.066 | 0.004421 | <Null> | <Null> | <Null> | <Null> | <Null> | <Null>
115 | Fisherman Cove | 18 | 2024-01-09 18:06 | OCENVRESUSER | <Null> | <Null> | 11508 | LC02 | Verified | Outfall | Laguna Beach | South | {E5CFCDE1-7BAE-4901-A42D-4AD15D2A7198} | Not A Priority | <Null> | <Null> | <Null> | Point | <Null> | -117.7958 | 33.5456 | Unknown | LC02-11508-1 | <Null> | Easily accessible | 2 | 0.016 | 20% Or More Above Average Discharge | 0.2 | 0.01 | 1.5 | 0.008 | 0.016 | 0 | <Null> | <Null> | <Null> | <Null> | <Null> | <Null>
116 | BLUBRD | 84 | 2024-01-09 18:06 | OCENVRESUSER | <Null> | <Null> | 11518 | I00 | Verified | Outfall | Laguna Beach | South | {77142EB8-ED5A-457E-A15B-0DA4FE92CCF2} | Not A Priority | <Null> | <Null> | <Null> | Point | <Null> | -117.7733 | 33.5297 | Unknown | I00-11518-1 | <Null> | Easily accessible | 13 | 0 | Below Average Discharge | 1.0815 | 0.035385 | 2.8462 | 0.079534 | 0.576 | 0 | <Null> | <Null> | <Null> | <Null> | <Null> | <Null>
133 | M00S04 | 78 | 2024-01-09 18:06 | OCENVRESUSER | <Null> | <Null> | 71 | M00.1 | Removed From Inventory | Culvert | San Clemente | South | {D7B69E59-C893-43BC-BCD9-DE0F3CA1D33B} | Not A Priority | <Null> | <Null> | <Null> | Point | <Null> | -117.6094 | 33.4085 | Yes | M00.1-071-1 (M00S04) | <Null> | Easily accessible | 3 | 0.004 | Below Average Discharge | 0.54333 | 0.043333 | 9.16 | 0.053804 | 0.15741 | 0 | <Null> | <Null> | <Null> | <Null> | <Null> | <Null>
134 | M00S04 | 72 | 2024-01-09 18:06 | OCENVRESUSER | <Null> | <Null> | 71 | M00.1 | Verified | Outfall | San Clemente | South | {8E421913-F6B8-41F6-B51D-B3916452A11D} | Not A Priority | <Null> | <Null> | <Null> | Point | <Null> | -117.6086 | 33.4092 | Unknown | M00.1-071-2 (M00S04) | <Null> | Easily accessible | 6 | 0 | Below Average Discharge | 0.85833 | 0.04 | 14.9617 | 0.072122 | 0.264 | 0 | <Null> | <Null> | <Null> | <Null> | <Null> | <Null>
124 | I02P13 | 60 | 2024-01-09 18:06 | OCENVRESUSER | <Null> | <Null> | 11216 | I01 | Verified | Outfall | Aliso Viejo | South | {407CFB17-3B6F-4280-9700-B0FD229A0C5E} | Not A Priority | <Null> | <Null> | <Null> | Point | <Null> | -117.7472 | 33.5987 | Yes | I01-11216-1 (I02P13) | <Null> | Easily accessible | <Null> | <Null> | <Null> | <Null> | <Null> | <Null> | <Null> | <Null> | <Null> | <Null> | <Null> | <Null> | <Null> | <Null> | <Null>
125 | I02P12 | 60 | 2024-01-09 18:06 | OCENVRESUSER | <Null> | <Null> | 11216 | I01 | Verified | Outfall | Aliso Viejo | South | {3E6152B4-AA12-4483-A315-F2A09982301C} | Not A Priority | <Null> | <Null> | <Null> | Point | <Null> | -117.7472 | 33.5987 | Yes | I01-11216-2 (I02P12) | <Null> | Easily accessible | <Null> | <Null> | <Null> | <Null> | <Null> | <Null> | <Null> | <Null> | <Null> | <Null> | <Null> | <Null> | <Null> | <Null> | <Null>
126 | <Null> | 48 | 2024-01-09 18:06 | OCENVRESUSER | <Null> | <Null> | 11216 | I01 | Verified | Outfall | Aliso Viejo | South | {DB80E054-4D2C-4D53-8065-26F13D35FE95} | Not A Priority | <Null> | <Null> | <Null> | Point | <Null> | -117.7471 | 33.5987 | Yes | I01-11216-3 | <Null> | Easily accessible | <Null> | <Null> | <Null> | <Null> | <Null> | <Null> | <Null> | <Null> | <Null> | <Null> | <Null> | <Null> | <Null> | <Null> | <Null>
127 | I02P14 | 42 | 2024-01-09 18:06 | OCENVRESUSER | <Null> | <Null> | 11216 | I01 | Verified | Outfall | Aliso Viejo | South | {BD8B9607-5DAE-4D8D-9B8E-9B2DC1C2A8C1} | Not A Priority | <Null> | <Null> | <Null> | Point | <Null> | -117.7462 | 33.5982 | Yes | I01-11216-4 (I02P14) | <Null> | Easily accessible | <Null> | <Null> | <Null> | <Null> | <Null> | <Null> | <Null> | <Null> | <Null> | <Null> | <Null> | <Null> | <Null> | <Null> | <Null>
128 | <Null> | 36 | 2024-01-09 18:06 | OCENVRESUSER | <Null> | <Null> | 11217 | I01 | Verified | Outfall | Aliso Viejo | South | {6731B5BE-BAEC-490D-90D1-2CBFABE191C3} | Not A Priority | <Null> | <Null> | <Null> | Point | <Null> | -117.7463 | 33.5974 | Unknown | I01-11217-1 | <Null> | Easily accessible | 9 | 0 | Below Average Discharge | 0.17778 | 0.005 | 6.3333 | 0.001777 | 0.009 | 0 | <Null> | <Null> | <Null> | <Null> | <Null> | <Null>
129 | drains State Park; not a San Clemente outfall | 42 | 2024-01-09 18:06 | OCENVRESUSER | <Null> | <Null> | 72 | SC02 | Removed From Inventory | Culvert | San Clemente | South | {8A0FEF34-0DE6-4AF1-B1AB-92EF23F35237} | Not A Priority | <Null> | <Null> | <Null> | Point | <Null> | -117.603 | 33.4007 | Unknown | SC02-072-1 | <Null> | Easily accessible | 10 | 0 | Equal | 0 | 0 | 0 | 0 | 0 | 0 | <Null> | <Null> | <Null> | <Null> | <Null> | <Null>
104 | <Null> | 48 | 2024-01-09 18:06 | OCENVRESUSER | <Null> | <Null> | 11503 | I01 | Verified | Outfall | Aliso Viejo | South | {8617AFA3-52A5-463C-8916-03BC38AAFBC4} | Not A Priority | <Null> | <Null> | <Null> | Point | <Null> | -117.7493 | 33.5935 | Yes | I01-11503-3 | <Null> | Easily accessible | 1 | 0 | Equal | 0 | 0 | 0 | 0 | 0 | 0 | <Null> | <Null> | <Null> | <Null> | <Null> | <Null>
120 | <Null> | 36 | 2024-01-09 18:06 | OCENVRESUSER | <Null> | <Null> | 11077 | I01 | Verified | Outfall | Laguna Beach | South | {B9DC0E18-53B8-47A3-A9E6-B022A6119F8C} | Not A Priority | <Null> | <Null> | <Null> | Point | <Null> | -117.768 | 33.5632 | Unknown | I01-11077-2 | <Null> | Easily accessible | 12 | 0 | Equal | 0 | 0 | 0 | 0 | 0 | 0 | <Null> | <Null> | <Null> | <Null> | <Null> | <Null>
122 | <Null> | 36 | 2024-01-09 18:06 | OCENVRESUSER | <Null> | <Null> | 11502 | I01 | Verified | Outfall | Aliso Viejo | South | {C081E89B-5CDA-439B-97FB-CCA6D19E46F4} | Not A Priority | <Null> | <Null> | <Null> | Point | <Null> | -117.7485 | 33.5956 | Unknown | I01-11502-1 | <Null> | Easily accessible | <Null> | <Null> | <Null> | <Null> | <Null> | <Null> | <Null> | <Null> | <Null> | <Null> | <Null> | <Null> | <Null> | <Null> | <Null>
48 | <Null> | 36 | 2024-01-09 18:06 | OCENVRESUSER | <Null> | <Null> | 9800 | J05 | Verified | Outfall | Laguna Hills | South | {B447E738-FF4A-4052-83BC-409EFD00CC89} | Not A Priority | <Null> | <Null> | <Null> | Point | <Null> | -117.7016 | 33.5892 | Unknown | J05-9800-2 | <Null> | Easily accessible | 14 | 0 | Equal | 0 | 0 | 0 | 0 | 0 | 0 | <Null> | <Null> | <Null> | <Null> | <Null> | <Null>
49 | <Null> | 36 | 2024-01-09 18:06 | OCENVRESUSER | <Null> | <Null> | 9066 | J01 | Verified | Outfall | Mission Viejo | South | {44FB9709-D45F-44FA-A0BF-A0B51C5584F8} | Priority | <Null> | <Null> | <Null> | Point | <Null> | -117.6929 | 33.6093 | Yes | J01-9066-1 (J01P04) | <Null> | Easily accessible | 15 | 0.007749 | Below Average Discharge | 0.79467 | 0.028129 | 12.714 | 0.015405 | 0.052 | 0.000195 | 41 | <Null> | <Null> | <Null> | <Null> | <Null>
50 | J01P03 | 81 | 2024-01-09 18:06 | OCENVRESUSER | <Null> | <Null> | 9066 | J01 | Verified | Outfall | Mission Viejo | South | {F7A1B2B3-02A7-4B84-A84B-A6BA19C83F0B} | Priority | Complete | 2016-07-27 07:00 | 2016-08-11 07:00 | Point | <Null> | -117.6928 | 33.6106 | Yes | J01-9066-2 (J01P03) | <Null> | Easily accessible | 25 | 0.019033 | Below Average Discharge | 1.0658 | 0.052337 | 4.5408 | 0.083379 | 0.36541 | 0.014375 | 64 | <Null> | <Null> | <Null> | <Null> | Yes
38 | J01P25 - Laguna Niguel Skate and Soccer Park @ Alicia Pkwy | 39 | 2024-01-09 18:06 | OCENVRESUSER | <Null> | <Null> | 9224 | J01 | Verified | Outfall | Laguna Niguel | South | {7BFD7882-593A-4F10-AAF7-CC4B57726763} | Priority | Complete | 2016-07-27 07:00 | 2016-08-11 07:00 | Point | <Null> | -117.7177 | 33.5576 | Yes | J01-9224-2 (J01P25) | <Null> | Easily accessible | 23 | 0.108 | Above Average Discharge | 0.94826 | 0.090974 | 10.0626 | 0.094586 | 0.23504 | 0.028649 | 79 | <Null> | <Null> | Yes | <Null> | <Null>
39 | J01P24 - Laguna Skate and Soccer Park at Alicia Pkwy | 54 | 2024-01-09 18:06 | OCENVRESUSER | <Null> | <Null> | 9224 | J01 | Verified | Outfall | Laguna Niguel | South | {0066DC99-7D9F-42BE-ABDB-C06A68E52A0F} | Priority | Complete | 2016-07-20 07:00 | 2016-08-03 07:00 | Point | <Null> | -117.7178 | 33.5565 | Yes | J01-9224-1 (J01P24) | <Null> | Easily accessible | 24 | 0.009143 | Below Average Discharge | 1.0615 | 0.064208 | 21.9683 | 0.033535 | 0.12617 | 0.0014 | 62 | <Null> | <Null> | Yes | <Null> | <Null>
16 | Avenida la Pata and Avenida Pico | 120 | 2024-01-12 19:29 | OCENVRESUSER | <Null> | <Null> | 32 | M02 | Verified | Outfall | San Clemente | South | {2B10F0C1-0E21-4FE4-B6F6-8806D0E7CC45} | Priority | <Null> | <Null> | <Null> | Point | <Null> | -117.6008 | 33.4575 | Yes | M02-032-1 | <Null> | Easily accessible | 17 | 0.21151 | Below Average Discharge | 1.9088 | 0.073294 | 3.6147 | 0.24596 | 0.54 | 0.075 | 70 | <Null> | <Null> | Yes | <Null> | <Null>
56 | <Null> | 36 | 2024-01-09 18:06 | OCENVRESUSER | <Null> | <Null> | 10006 | J01 | Verified | Outfall | Lake Forest | South | {F79CDE56-859F-4A33-BFA7-8A7FFBF9055A} | Not A Priority | <Null> | <Null> | <Null> | Point | <Null> | -117.6837 | 33.6284 | Yes | J01-10006-1 | <Null> | Easily accessible | 2 | 0 | Equal | <Null> | <Null> | 0 | 0 | 0 | 0 | <Null> | <Null> | <Null> | <Null> | <Null> | <Null>
57 | Munger - Trabuco Rd and El Toro Rd | 96 | 2024-01-09 18:06 | OCENVRESUSER | 5.5 | 9 | 10004 | J01 | Verified | Box | Lake Forest | South | {2B86E2C7-7931-456A-BDF6-8E5B829C36D2} | Priority | Complete | 2016-07-19 07:00 | 2016-08-02 07:00 | Point | <Null> | -117.6769 | 33.6334 | Yes | J01-10004-1 (J01P01) | <Null> | Easily accessible | 22 | 0.15506 | Below Average Discharge | 3.6777 | 0.36273 | 27.4241 | 0.31768 | 1.7661 | 0.11333 | 85 | <Null> | <Null> | Yes | <Null> | <Null>
58 | J01TBN3 | 42 | 2024-01-09 18:06 | OCENVRESUSER | <Null> | <Null> | 9782 | J01 | Verified | Outfall | Lake Forest | South | {91E48869-6AD5-41B7-8A9B-640ED2238B02} | Not A Priority | <Null> | <Null> | <Null> | Point | <Null> | -117.6769 | 33.6328 | Unknown | J01-9782-1 (J01TBN3) | <Null> | Easily accessible | 8 | 0.004835 | 20% Or More Above Average Discharge | 0.11875 | 0.0075 | 3.6113 | 0.00112 | 0.004835 | 0 | <Null> | <Null> | <Null> | <Null> | <Null> | <Null>
59 | <Null> | 42 | 2024-01-09 18:06 | OCENVRESUSER | <Null> | <Null> | 10004 | J01 | Verified | Outfall | Lake Forest | South | {FC0A0575-4F9F-4F48-92CC-AA2CA9B5047D} | Not A Priority | <Null> | <Null> | <Null> | Point | <Null> | -117.6747 | 33.6341 | Unknown | J01-10004-2 | <Null> | Easily accessible | 7 | 0.00128 | 20% Or More Above Average Discharge | 0.14857 | 0.007143 | 18 | 0.000754 | 0.004 | 0 | <Null> | <Null> | <Null> | <Null> | <Null> | <Null>
60 | <Null> | 36 | 2024-01-09 18:06 | OCENVRESUSER | <Null> | <Null> | 9275 | J01 | Verified | Outfall | Lake Forest | South | {D1EBB0B7-3D03-4EE5-8D43-EF34E157DB50} | Not A Priority | <Null> | <Null> | <Null> | Point | <Null> | -117.6613 | 33.6491 | Unknown | J01-9275-1 | <Null> | Easily accessible | 10 | 0 | Below Average Discharge | 0.03 | 0.01 | 0.6 | 0.003 | 0.03 | 0 | <Null> | <Null> | <Null> | <Null> | <Null> | <Null>
61 | <Null> | 36 | 2024-01-09 18:06 | OCENVRESUSER | <Null> | <Null> | 9275 | J01 | Verified | Outfall | Lake Forest | South | {8DD9934B-1D0A-4A08-9886-1E1C2EF93E40} | Not A Priority | <Null> | <Null> | <Null> | Point | <Null> | -117.6606 | 33.6509 | Unknown | J01-9275-2 | <Null> | Easily accessible | 12 | 0.0216 | 20% Or More Above Average Discharge | 0.025 | 0.0025 | 0.20833 | 0.0018 | 0.0216 | 0 | <Null> | <Null> | <Null> | <Null> | <Null> | <Null>
52 | El Toro Park - Muirlands and Los Alisos | 60 | 2024-01-09 18:06 | OCENVRESUSER | <Null> | <Null> | 9785 | J01 | Verified | Outfall | Lake Forest | South | {91338D15-19F3-4699-83FA-4C17B2C07214} | Not A Priority | <Null> | <Null> | <Null> | Point | <Null> | -117.6937 | 33.6172 | Yes | J01-9785-1 | <Null> | Easily accessible | 10 | 0.004704 | Below Average Discharge | 1.114 | 0.0198 | 37.26 | 0.005869 | 0.026959 | 0 | <Null> | <Null> | <Null> | <Null> | <Null> | <Null>
53 | J01P32 | 30 | 2024-01-09 18:06 | OCENVRESUSER | <Null> | <Null> | 9359 | J01 | Verified | Outfall | Lake Forest | South | {0C412167-0198-4A3A-BF90-BC6661F03204} | Not A Priority | <Null> | <Null> | <Null> | Point | <Null> | -117.6894 | 33.6229 | Unknown | J01-9359-1 (J01P32) | <Null> | Easily accessible | <Null> | <Null> | <Null> | <Null> | <Null> | <Null> | <Null> | <Null> | <Null> | <Null> | <Null> | <Null> | <Null> | <Null> | <Null>
67 | dairy fork 78" | 78 | 2024-01-09 18:06 | OCENVRESUSER | <Null> | <Null> | 9079 | J06 | Verified | Outfall | Aliso Viejo | South | {53829E67-0A5F-46C8-B493-01AC3AA4C5CD} | Priority | Complete | 2016-06-24 07:00 | 2016-07-11 07:00 | Point | <Null> | -117.7156 | 33.5923 | Yes | J06-9079-1 (J06P03) | <Null> | Easily accessible | 25 | 1.2561 | 20% Or More Above Average Discharge | 1.15 | 0.063333 | 5.064 | 0.14008 | 1.2561 | 0.013333 | 70 | <Null> | <Null> | Yes | <Null> | Yes
68 | dairy fork 96" | 96 | 2024-01-09 18:06 | OCENVRESUSER | <Null> | <Null> | 10011 | J06 | Verified | Outfall | Aliso Viejo | South | {7C52C879-6B87-4321-BC5A-53A3242DD1D9} | Priority | Complete | 2016-06-24 07:00 | 2016-07-11 07:00 | Point | <Null> | -117.7157 | 33.595 | Yes | J06-10011-1 (J06P01) | <Null> | Easily accessible | 25 | 0.4756 | Below Average Discharge | 3.8052 | 0.56867 | 28.8292 | 0.58872 | 1.0762 | 0.021311 | 98 | <Null> | <Null> | Yes | <Null> | Yes
69 | J03P13 | <Null> | 2024-01-09 18:06 | OCENVRESUSER | 72 | 72 | 10041 | J01 | Verified | Box | Laguna Niguel | South | {30268716-5276-44DF-9485-87949570FB12} | Priority | <Null> | <Null> | <Null> | Point | <Null> | -117.7088 | 33.5526 | Yes | J01-10041-2 (J03P13) | <Null> | Easily accessible | 2 | 4.8 | 20% Or More Above Average Discharge | 6.25 | 0.415 | 7.5 | 2.4525 | 4.8 | 0.105 | 53 | <Null> | <Null> | <Null> | <Null> | <Null>
70 | Connection to Niguel Lake via 3 CMPs | <Null> | 2024-01-09 18:06 | OCENVRESUSER | 72 | 72 | 9005 | J01 | Verified | Box | Laguna Niguel | South | {8D0A255A-DAB2-4BAC-A4E1-414D7DD8EA41} | Priority | <Null> | <Null> | <Null> | Point | <Null> | -117.703 | 33.5462 | Yes | J01-9005-3 | <Null> | Easily accessible | 6 | 0.61323 | 20% Or More Above Average Discharge | 3.1467 | 0.28333 | 31.54 | 0.30377 | 0.64 | 0.07125 | 52 | <Null> | <Null> | <Null> | <Null> | <Null>
71 | J03P05 | 54 | 2024-01-09 18:06 | OCENVRESUSER | <Null> | <Null> | 9005 | J01 | Verified | Outfall | Laguna Niguel | South | {BEADF14B-536C-491F-AF1C-E6C6959F66BD} | Priority | Complete | 2016-07-12 07:00 | 2016-07-26 07:00 | Point | <Null> | -117.7042 | 33.5399 | Yes | J01-9005-1 (J03P05) | <Null> | Easily accessible | 18 | 0.04 | Above Average Discharge | 1.0137 | 0.087218 | 6.2906 | 0.034405 | 0.09 | 0.0129 | 57 | <Null> | <Null> | <Null> | <Null> | Yes
72 |  | 36 | 2024-01-09 18:06 | OCENVRESUSER | <Null> | <Null> | 9216 | J03 | Verified | Outfall | Laguna Niguel | South | {B312B909-A14D-4AAA-BB21-74D113055A73} | Priority | <Null> | <Null> | <Null> | Point | <Null> | -117.7082 | 33.5308 | Unknown | J03-9216-1 (J03P01) | <Null> | Easily accessible | 5 | 0.004125 | Below Average Discharge | 1.316 | 0.07866 | 50.4 | 0.012897 | 0.03 | 0.004125 | 43 | <Null> | <Null> | <Null> | <Null> | <Null>
65 | <Null> | 30 | 2024-01-09 18:06 | OCENVRESUSER | <Null> | <Null> | 10012 | J01 | Verified | Outfall | Lake Forest | South | {C7011A4C-B034-4F7E-9F64-E6EE106A3A98} | Not A Priority | <Null> | <Null> | <Null> | Point | <Null> | -117.6269 | 33.6706 | Unknown | J01-10012-4 | <Null> | Easily accessible | 2 | 0 | Equal | 0 | 0 | 0 | 0 | 0 | 0 | <Null> | <Null> | <Null> | <Null> | <Null> | <Null>
74 | <Null> | 24 | 2024-01-09 18:06 | OCENVRESUSER | <Null> | <Null> | 9234 | J03 | Verified | Outfall | Laguna Niguel | South | {5BADBA86-D539-4425-BE1D-7221F03CD9CD} | Not A Priority | <Null> | <Null> | <Null> | Point | <Null> | -117.707 | 33.5197 | Unknown | J03-9234-4 | <Null> | Easily accessible | 2 | 0.11314 | Below Average Discharge | 1.125 | 0.13 | 6.5 | 0.13532 | 0.1575 | 0.11314 | <Null> | <Null> | <Null> | <Null> | <Null> | <Null>
76 | J03TBN1 | 48 | 2024-01-09 18:06 | OCENVRESUSER | <Null> | <Null> | 9368 | J03 | Verified | Outfall | Laguna Niguel | South | {AAC8234A-5800-4230-971C-633C406E3E23} | Priority | <Null> | <Null> | <Null> | Point | <Null> | -117.6975 | 33.5378 | Yes | J03-9368-1 (J03TBN1) | <Null> | Easily accessible | 18 | 0.008824 | 20% Or More Above Average Discharge | 0.41259 | 0.011019 | 7.4994 | 0.005115 | 0.0208 | 3.7e-05 | 45 | <Null> | <Null> | <Null> | <Null> | <Null>
77 | <Null> | 18 | 2024-01-09 18:06 | OCENVRESUSER | <Null> | <Null> | 9215 | J03 | Verified | Outfall | Laguna Niguel | South | {7D7B2ED7-032E-4780-A89E-EDBB935D394F} | Not A Priority | <Null> | <Null> | <Null> | Point | <Null> | -117.7015 | 33.5341 | Unknown | J03-9215-4 | <Null> | Easily accessible | 3 | 0 | Below Average Discharge | 0.1 | 0.01 | 1 | 0.006 | 0.018 | 0 | <Null> | <Null> | <Null> | <Null> | <Null> | <Null>
78 | <Null> | 54 | 2024-01-09 18:06 | OCENVRESUSER | <Null> | <Null> | 9215 | J03 | Verified | Outfall | Laguna Niguel | South | {096C0676-4771-492B-BAA6-AA39CD7F88A8} | Priority | Complete | 2016-07-12 07:00 | 2016-07-26 07:00 | Point | <Null> | -117.7016 | 33.5341 | Yes | J03-9215-3 | <Null> | Easily accessible | 18 | 0.10714 | 20% Or More Above Average Discharge | 0.66681 | 0.032267 | 4.1222 | 0.04731 | 0.17368 | 0.00453 | 51 | <Null> | <Null> | <Null> | <Null> | <Null>
79 | <Null> | 36 | 2024-01-09 18:06 | OCENVRESUSER | <Null> | <Null> | 9215 | J03 | Verified | Outfall | Laguna Niguel | South | {58BF1710-6532-44A0-A4C2-487B6E14647C} | Not A Priority | <Null> | <Null> | <Null> | Point | <Null> | -117.7057 | 33.5312 | Yes | J03-9215-1 | <Null> | Easily accessible | <Null> | <Null> | <Null> | <Null> | <Null> | <Null> | <Null> | <Null> | <Null> | <Null> | <Null> | <Null> | <Null> | <Null> | <Null>
80 | <Null> | 15 | 2024-01-09 18:06 | OCENVRESUSER | <Null> | <Null> | 9215 | J03 | Verified | Outfall | Laguna Niguel | South | {29B4BF4A-4370-4BED-A06E-EFC37B140413} | Not A Priority | <Null> | <Null> | <Null> | Point | <Null> | -117.7025 | 33.533 | Unknown | J03-9215-2 | <Null> | Easily accessible | <Null> | <Null> | <Null> | <Null> | <Null> | <Null> | <Null> | <Null> | <Null> | <Null> | <Null> | <Null> | <Null> | <Null> | <Null>
81 | J03TBN2 | 60 | 2024-01-09 18:06 | OCENVRESUSER | <Null> | <Null> | 9368 | J03 | Verified | Outfall | Laguna Niguel | South | {1C987AEE-54C0-42B5-B602-B59EEAD42C2F} | Priority | <Null> | <Null> | <Null> | Point | <Null> | -117.6954 | 33.5401 | Yes | J03-9368-2 (J03TBN2) | <Null> | Easily accessible | 19 | 0.042857 | 20% Or More Above Average Discharge | 0.62789 | 0.025518 | 5.4613 | 0.02678 | 0.072 | 0.002133 | 49 | <Null> | <Null> | <Null> | <Null> | <Null>
18 | L01-DP | 60 | 2024-01-09 18:06 | OCENVRESUSER | <Null> | <Null> | 728 | L01 | Verified | Outfall | Dana Point | South | {239C7351-6675-4B26-B959-1D8B4D6371A5} | Priority | Complete | 2016-12-12 | 2017-01-26 | Point | <Null> | -117.6822 | 33.4682 | Yes | L01-728-5 (L01-DP) | <Null> | Easily accessible | 24 | 0.165 | 20% Or More Above Average Discharge | 0.70417 | 0.02825 | 12.8079 | 0.018146 | 0.165 | 0.00159 | 22 | <Null> | <Null> | Yes | <Null> | <Null>
19 |  | 30 | 2024-01-09 18:06 | OCENVRESUSER | <Null> | <Null> | 728 | L01 | Verified | Outfall | Dana Point | South | {87F2F346-2A95-465B-9529-A030D3DAEC5F} | Not A Priority | <Null> | <Null> | <Null> | Point | <Null> | -117.6826 | 33.4667 | Unknown | L01-728-4 | <Null> | Easily accessible | 3 | 0.021 | 20% Or More Above Average Discharge | 0.23333 | 0.01 | 2 | 0.007 | 0.021 | 0 | <Null> | <Null> | <Null> | <Null> | <Null> | <Null>
20 | M00P01 | <Null> | 2024-01-09 18:06 | OCENVRESUSER | 4 | 6 | 26 | SC11 | Verified | Box | Dana Point | South | {7BC19F3E-F96A-4680-97D9-CFCD38CE4F28} | Not A Priority | <Null> | <Null> | <Null> | Point | <Null> | -117.6665 | 33.4539 | Unknown | SC11-026-1 (M00P01) | <Null> | Easily accessible | 12 | 0.40964 | 20% Or More Above Average Discharge | 2.0958 | 0.030909 | 4.5817 | 0.092307 | 0.40964 | 0 | <Null> | <Null> | <Null> | <Null> | <Null> | <Null>
21 | LB2 | 24 | 2024-01-09 18:06 | OCENVRESUSER | <Null> | <Null> | 11019 | LC06 | Verified | Outfall | Laguna Beach | South | {4234D10E-D9CC-4748-92EA-FECEEAEBE008} | Not A Priority | <Null> | <Null> | <Null> | Point | <Null> | -117.7894 | 33.543 | Yes | LC06-11019-1 | <Null> | Easily accessible | 9 | 0.00265 | Below Average Discharge | 0.52222 | 0.081111 | 11.8178 | 0.028496 | 0.12 | 0.002 | <Null> | <Null> | <Null> | <Null> | <Null> | <Null>
22 | Divers cove | 60 | 2024-01-09 18:06 | OCENVRESUSER | <Null> | <Null> | 11508 | LC02 | Verified | Outfall | Laguna Beach | South | {7A79C33A-1E84-41B0-AAFC-7A7C54A33C8A} | Not A Priority | <Null> | <Null> | <Null> | Point | <Null> | -117.7946 | 33.545 | Unknown | LC02-11508-3 | <Null> | Easily accessible | 11 | 0 | Equal | 0 | 0 | 0 | 0 | 0 | 0 | <Null> | <Null> | <Null> | <Null> | <Null> | <Null>
23 | <Null> | 66 | 2024-01-09 18:06 | OCENVRESUSER | <Null> | <Null> | 9040 | J01 | Verified | Outfall | Lake Forest | South | {7E5CB88D-6665-452A-804A-655CBEAB830F} | Not A Priority | <Null> | <Null> | <Null> | Point | <Null> | -117.6235 | 33.678 | Yes | J01-9040-1 | <Null> | Easily accessible | 4 | 0.061875 | Below Average Discharge | 3.7875 | 2.9625 | 325.51 | 0.35275 | 0.86789 | 0 | <Null> | <Null> | <Null> | <Null> | <Null> | <Null>
3 | <Null> | 66 | 2024-01-09 18:06 | OCENVRESUSER | <Null> | <Null> | 9364 | J01 | Verified | Outfall | Orange Co | South | {45DC9F7E-3DD3-44F6-A4A9-350A8C32653C} | Not A Priority | <Null> | <Null> | <Null> | Point | <Null> | -117.7213 | 33.5498 | Yes | J01-9364-3 (J01P21) | <Null> | Easily accessible | 1 | 3.6733 | Equal | 5.8 | 1.9 | 18 | 3.6733 | 3.6733 | 3.6733 | <Null> | <Null> | <Null> | <Null> | <Null> | <Null>
4 | J03P02.Alicia Parkway near Aliso and Wood Canyon Park | 72 | 2024-01-09 18:06 | OCENVRESUSER | <Null> | <Null> | 9221 | J03 | Verified | Outfall | Laguna Niguel | South | {B349E3D1-F18C-44B9-A54D-9A854691EE96} | Priority | Complete | 2016-06-01 07:00 | 2016-06-15 07:00 | Point | <Null> | -117.7172 | 33.5499 | Yes | J03-9221-1 (J03P02) | <Null> | Easily accessible | 20 | 0.36824 | 20% Or More Above Average Discharge | 1.265 | 0.083245 | 4.2635 | 0.24279 | 0.6 | 0.032 | 47 | <Null> | <Null> | Yes | <Null> | Yes
5 | L01S04 | 96 | 2024-01-09 18:06 | OCENVRESUSER | <Null> | <Null> | 727 | L01 | Verified | Outfall | Dana Point | South | {798A1AA2-7443-4216-9DB2-0FB1B57E4222} | Not A Priority | Complete | 2017-05-10 | 2017-07-03 | Point | <Null> | -117.681 | 33.4712 | Unknown | L01-727-1 (L01S04) | <Null> | Easily accessible | 19 | 1.1628 | 20% Or More Above Average Discharge | 1.1532 | 0.040965 | 3.1511 | 0.12925 | 1.1628 | 0 | <Null> | <Null> | <Null> | <Null> | <Null> | <Null>
6 | L02P25 | 90 | 2024-01-09 18:06 | OCENVRESUSER | <Null> | <Null> | 166 | L02 | Verified | Outfall | Rancho Santa Margarita | South | {FF3574C5-E460-4A7F-94BD-7DEF35298977} | Not A Priority | Complete | 2016-10-04 07:00 | 2016-12-08 08:00 | Point | <Null> | -117.6179 | 33.6376 | Unknown | L02-166-2 (L02P25) | <Null> | Easily accessible | 18 | 0.21 | Below Average Discharge | 1.4917 | 0.084611 | 3.6867 | 0.24147 | 0.55956 | 0.086349 | <Null> | <Null> | <Null> | <Null> | Yes | <Null>
8 | L02P50 | 102 | 2024-01-09 18:06 | OCENVRESUSER | <Null> | <Null> | 374 | L02 | Verified | Outfall | Orange Co | South | {5DF64E4A-01D2-4F6C-919E-DCBB0BDD3E55} | Priority | Complete | 2016-05-25 07:00 | 2016-06-09 07:00 | Point | <Null> | -117.646 | 33.5699 | Yes | L02-374-1 (L02P50) | <Null> | Easily accessible | 19 | 0.196 | Below Average Discharge | 1.3426 | 0.084016 | 3.7674 | 0.19738 | 0.684 | 0.042 | 66 | <Null> | <Null> | Yes | <Null> | <Null>
9 | COL02P55 | 42 | 2024-01-09 18:06 | OCENVRESUSER | <Null> | <Null> | 401 | L02 | Verified | Outfall | Orange Co | South | {6D0EBCA6-4D3F-4C1C-894E-0641CFB65C37} | Not A Priority | <Null> | <Null> | <Null> | Point | <Null> | -117.6507 | 33.5625 | Yes | L02-401-2 (COL02P55) | <Null> | Easily accessible | <Null> | <Null> | <Null> | <Null> | <Null> | <Null> | <Null> | <Null> | <Null> | <Null> | <Null> | <Null> | <Null> | <Null> | <Null>
10 | J01P26 | 78 | 2024-01-09 18:06 | OCENVRESUSER | <Null> | <Null> | 9144 | J01 | Verified | Outfall | Aliso Viejo | South | {55C07C97-F5A8-4AD9-BDD6-F282EF1F22F5} | Not A Priority | <Null> | <Null> | <Null> | Point | <Null> | -117.7187 | 33.5591 | Unknown | J01-9144-4 (J01P26) | <Null> | Easily accessible | 7 | 0 | Below Average Discharge | 1.0043 | 0.042411 | 66.8571 | 0.003827 | 0.0105 | 0 | <Null> | <Null> | <Null> | <Null> | <Null> | <Null>
11 | J01P27; Woodfield Park | 90 | 2024-01-09 18:06 | OCENVRESUSER | <Null> | <Null> | 9992 | J01 | Verified | Outfall | Aliso Viejo | South | {DE6D1FF7-E755-41CE-9C57-7D26DD867CD5} | Priority | <Null> | 2018-03-13 16:37 | <Null> | Point | <Null> | -117.7166 | 33.5733 | Yes | J01-9992-1 (J01P27) | <Null> | Easily accessible | 31 | 0.087591 | Below Average Discharge | 1.5271 | 0.073342 | 7.4742 | 0.16516 | 2.1136 | 0.033 | 66 | <Null> | <Null> | Yes | Yes | Yes
25 | Daylight of Glass Creek | 72 | 2024-01-09 18:06 | OCENVRESUSER | <Null> | <Null> | 9264 | J01 | Verified | Outfall | Lake Forest | South | {86AB9BCD-9766-418C-889A-A078524BE271} | Not A Priority | <Null> | <Null> | <Null> | Point | <Null> | -117.6541 | 33.6635 | Yes | J01-9264-1 (J01P06) | <Null> | Easily accessible | 1 | 0 | Equal | 9.17 | 0 | 0 | 0 | 0 | 0 | <Null> | <Null> | <Null> | <Null> | <Null> | <Null>
26 | J01TBN8 | 48 | 2024-01-09 18:06 | OCENVRESUSER | <Null> | <Null> | 9377 | J01 | Verified | Outfall | Lake Forest | South | {0F35296A-ECE2-4C19-BD75-E6442A50F57C} | Not A Priority | <Null> | <Null> | <Null> | Point | <Null> | -117.6534 | 33.66 | Unknown | J01-9377-2 (J01TBN8) | <Null> | Easily accessible | 10 | 0 | Below Average Discharge | 0.03 | 0.001 | 4.2 | 4.2e-05 | 0.000429 | 0 | <Null> | <Null> | <Null> | <Null> | <Null> | <Null>
27 | <Null> | 36 | 2024-01-09 18:06 | OCENVRESUSER | <Null> | <Null> | 9377 | J01 | Verified | Outfall | Lake Forest | South | {3B4E9F27-523C-4F6B-A986-26E060B631EF} | Priority | <Null> | <Null> | <Null> | Point | <Null> | -117.6578 | 33.6581 | Unknown | J01-9377-1 | <Null> | Easily accessible | 11 | 0.002348 | 20% Or More Above Average Discharge | 0.26 | 0.008636 | 35.4091 | 0.001816 | 0.012 | 0 | 22 | <Null> | <Null> | Yes | <Null> | <Null>
29 | El Toro Rd and Raintree | 36 | 2024-01-09 18:06 | OCENVRESUSER | <Null> | <Null> | 9349 | J01 | Verified | Outfall | Lake Forest | South | {0C4B2C1F-221A-4822-9ED8-4F1AF591803F} | Not A Priority | <Null> | <Null> | <Null> | Point | <Null> | -117.6658 | 33.6441 | Unknown | J01-9349-1 | <Null> | Easily accessible | <Null> | <Null> | <Null> | <Null> | <Null> | <Null> | <Null> | <Null> | <Null> | <Null> | <Null> | <Null> | No | <Null> | <Null>
30 | J01-Normandale | 42 | 2024-01-09 18:06 | OCENVRESUSER | <Null> | <Null> | 9046 | J01 | Verified | Outfall | Lake Forest | South | {2E617AF1-4DE3-4D23-81BF-39FAD4E9D040} | Not A Priority | Complete | 2016-12-12 | 2017-01-26 | Point | <Null> | -117.6597 | 33.6545 | Unknown | J01-9046-2 | <Null> | Easily accessible | 15 | 0.018 | Below Average Discharge | 0.561 | 0.047907 | 16.8373 | 0.094019 | 1.2273 | 0 | <Null> | <Null> | <Null> | <Null> | Yes | <Null>
31 | Normandale - 30" drain | 24 | 2024-01-09 18:06 | OCENVRESUSER | <Null> | <Null> | 9046 | J01 | Verified | Outfall | Lake Forest | South | {7B37BD5E-90A3-4DC7-8721-402EFF48BB71} | Not A Priority | <Null> | <Null> | <Null> | Point | <Null> | -117.6598 | 33.6545 | Unknown | J01-9046-1 | <Null> | Easily accessible | 12 | 0.00383 | Below Average Discharge | 0.30917 | 0.01105 | 5.3917 | 0.004585 | 0.0246 | 0 | <Null> | <Null> | <Null> | <Null> | <Null> | <Null>
32 | <Null> | 36 | 2024-01-09 18:06 | OCENVRESUSER | <Null> | <Null> | 9046 | J01 | Verified | Outfall | Lake Forest | South | {C52723D5-88DF-4B27-A94D-AEE8BFE85FDF} | Not A Priority | <Null> | <Null> | <Null> | Point | <Null> | -117.6594 | 33.6561 | Yes | J01-9046-3 | <Null> | Easily accessible | 10 | 0.024 | 20% Or More Above Average Discharge | 0.287 | 0.01 | 5.1 | 0.004993 | 0.024 | 0 | <Null> | <Null> | <Null> | <Null> | <Null> | <Null>
33 | J01P30 | 84 | 2024-01-09 18:06 | OCENVRESUSER | <Null> | <Null> | 9008 | J01 | Verified | Outfall | Aliso Viejo | South | {87FF3E7F-0CD3-43AB-8A99-DD46A197D6A4} | Priority | Complete | 2016-09-27 07:00 | 2016-11-16 08:00 | Point | <Null> | -117.7133 | 33.5768 | Yes | J01-9008-1 (J01P30) | <Null> | Easily accessible | 20 | 0.082143 | 20% Or More Above Average Discharge | 1.9272 | 0.101 | 22.3725 | 0.05744 | 0.13146 | 0.008506 | 62 | <Null> | <Null> | <Null> | <Null> | Yes
34 | J01TBN4 | 48 | 2024-01-09 18:06 | OCENVRESUSER | <Null> | <Null> | 10017 | J01 | Verified | Outfall | Aliso Viejo | South | {3A09A49C-9DAA-4A66-898F-7D6115463F96} | Priority | <Null> | <Null> | <Null> | Point | <Null> | -117.7171 | 33.5709 | Yes | J01-10017-1 (J01TBN4) | <Null> | Easily accessible | 16 | 0.046667 | 20% Or More Above Average Discharge | 1.1094 | 0.053069 | 26.9331 | 0.016909 | 0.046667 | 0.005143 | 43 | <Null> | <Null> | <Null> | <Null> | <Null>
1 | J02P05. Border of Aliso and Wood Canyons Park and Crimson Cyn | 66 | 2024-01-09 18:06 | OCENVRESUSER | <Null> | <Null> | 9007 | J01 | Verified | Outfall | Aliso Viejo | South | {6367FF6D-1FC8-4E27-B1F3-A8005D44345E} | Priority | Complete | 2016-06-09 07:00 | 2016-06-24 07:00 | Point | <Null> | -117.7378 | 33.5586 | Yes | J01-9007-1 (J02P05) | <Null> | Easily accessible | 23 | 0.097959 | Below Average Discharge | 0.87848 | 0.050467 | 3.2157 | 0.102 | 0.23794 | 0.012925 | 49 | <Null> | <Null> | Yes | <Null> | Yes
41 | J01P23 | 96 | 2024-01-09 18:06 | OCENVRESUSER | <Null> | <Null> | 9144 | J01 | Verified | Outfall | Laguna Niguel | South | {61303168-3951-41A3-9F99-5A1FBF0706F7} | Priority | <Null> | <Null> | <Null> | Point | <Null> | -117.7189 | 33.5549 | Yes | J01-9144-1 (J01P23) | <Null> | Easily accessible | 15 | 0.000563 | Below Average Discharge | 0.768 | 0.017033 | 17.3733 | 0.018688 | 0.14648 | 0.000563 | 52 | <Null> | <Null> | <Null> | <Null> | <Null>
178 | Horno Creek | <Null> | 2024-01-09 18:06 | OCENVRESUSER | 8.5 | 16 | 602 | L01 | Removed From Inventory | Box | San Juan Capistrano | South | {45E42539-22FE-47B1-80D2-DE144922602E} | Not A Priority | <Null> | <Null> | <Null> | Point | <Null> | -117.6555 | 33.4984 | Yes | L01-602-1 | <Null> | Easily accessible | 2 | 0.756 | Below Average Discharge | 9 | 0.135 | 5 | 1.458 | 2.16 | 0.756 | <Null> | <Null> | <Null> | <Null> | <Null> | <Null>
160 | M01S01 - Calle de los Arboles below Camino Vera Cruz | 36 | 2024-01-09 18:06 | OCENVRESUSER | <Null> | <Null> | 42 | M01 | Verified | Outfall | San Clemente | South | {D81C1D29-E0B6-4468-A3DA-A14172F34DD5} | Priority | Complete | 2016-07-19 07:00 | 2016-08-02 07:00 | Point | <Null> | -117.6234 | 33.4544 | Yes | M01-042-1 (M01S01) | <Null> | Easily accessible | 17 | 0.003246 | Below Average Discharge | 0.86177 | 0.014412 | 7.1506 | 0.013196 | 0.090361 | 0.0016 | 54 | <Null> | <Null> | Yes | <Null> | Yes
176 | <Null> | 60 | 2024-01-26 17:49 | OCENVRESUSER | <Null> | <Null> | 618 | L01 | Verified | Outfall | San Juan Capistrano | South | {6BB44A0A-D350-479C-9FC0-20CB027EB52D} | Not A Priority | <Null> | <Null> | <Null> | Point | <Null> | -117.6522 | 33.5 | Yes | L01-618-1 | <Null> | Easily accessible | 1 | 0.081 | Equal | 0.9 | 0.15 | 10 | 0.081 | 0.081 | 0.081 | <Null> | <Null> | <Null> | <Null> | <Null> | <Null>
181 | <Null> | 42 | 2024-01-26 17:49 | OCENVRESUSER | <Null> | <Null> | 766 | L01 | Verified | Outfall | San Juan Capistrano | South | {2A3C4022-F5F9-4E4D-864F-F04AB86095CF} | Not A Priority | <Null> | <Null> | <Null> | Point | <Null> | -117.6632 | 33.4923 | Unknown | L01-766-7 | <Null> | Easily accessible | 10 | 0.000262 | Below Average Discharge | 0.161 | 0.003 | 14.058 | 0.000859 | 0.007 | 0 | <Null> | <Null> | <Null> | <Null> | <Null> | <Null>
183 | <Null> | 48 | 2024-01-26 17:49 | OCENVRESUSER | <Null> | <Null> | 571 | L02 | Verified | Outfall | San Juan Capistrano | South | {63E80B56-44CC-47BE-96A0-96E180F51F4A} | Not A Priority | <Null> | <Null> | <Null> | Point | <Null> | -117.6661 | 33.4909 | Unknown | L02-571-1 | <Null> | Easily accessible | 11 | 0 | Equal | 0 | 0 | 0 | 0 | 0 | 0 | <Null> | <Null> | <Null> | <Null> | <Null> | <Null>
184 | <Null> | 42 | 2024-01-26 17:49 | OCENVRESUSER | <Null> | <Null> | 571 | L02 | Verified | Outfall | San Juan Capistrano | South | {3871EFB2-8754-476F-9342-3419290C4138} | Priority | <Null> | <Null> | <Null> | Point | <Null> | -117.6658 | 33.4953 | Yes | L02-571-3 | <Null> | Easily accessible | 8 | 0 | Below Average Discharge | 0.235 | 0.0075 | 44.575 | 0.000607 | 0.00325 | 0 | 26 | <Null> | <Null> | <Null> | <Null> | <Null>
185 | <Null> | 18 | 2024-01-26 17:49 | OCENVRESUSER | <Null> | <Null> | 571 | L02 | Verified | Outfall | San Juan Capistrano | South | {F39B19F1-CBD7-4F94-AB4E-94B3789804EF} | Not A Priority | <Null> | <Null> | <Null> | Point | <Null> | -117.6656 | 33.4967 | Unknown | L02-571-4 | <Null> | Easily accessible | 3 | 0 | Equal | 0 | 0 | 0 | 0 | 0 | 0 | <Null> | <Null> | <Null> | <Null> | <Null> | <Null>
186 | L02TBN2 | 78 | 2024-01-26 17:49 | OCENVRESUSER | <Null> | <Null> | 571 | L02 | Verified | Outfall | San Juan Capistrano | South | {84E0BC14-2EA7-43A4-9B95-F0347A2814D5} | Not A Priority | <Null> | <Null> | <Null> | Point | <Null> | -117.666 | 33.4977 | Yes | L02-571-5 (L02TBN2) | <Null> | Easily accessible | 11 | 0 | Equal | 0.054545 | 0.004545 | 0 | 0 | 0 | 0 | <Null> | <Null> | <Null> | <Null> | <Null> | <Null>
187 | <Null> | 48 | 2024-01-26 17:49 | OCENVRESUSER | <Null> | <Null> | 541 | L02 | Verified | Outfall | San Juan Capistrano | South | {80D3DC2F-82C1-41D7-B291-FBE03B0CC399} | Not A Priority | <Null> | <Null> | <Null> | Point | <Null> | -117.6658 | 33.4982 | Unknown | L02-541-2 | <Null> | Easily accessible | 10 | 0 | Equal | 0 | 0 | 0 | 0 | 0 | 0 | <Null> | <Null> | <Null> | <Null> | <Null> | <Null>
188 | <Null> | 30 | 2024-01-26 17:49 | OCENVRESUSER | <Null> | <Null> | 541 | L02 | Verified | Outfall | San Juan Capistrano | South | {C271BCF6-83EC-4B1C-99A1-AFAB061AC340} | Not A Priority | <Null> | <Null> | <Null> | Point | <Null> | -117.6662 | 33.499 | Unknown | L02-541-3 | <Null> | Easily accessible | 1 | 0 | Equal | 0 | 0 | 0 | 0 | 0 | 0 | <Null> | <Null> | <Null> | <Null> | <Null> | <Null>
189 | <Null> | 36 | 2024-01-26 17:49 | OCENVRESUSER | <Null> | <Null> | 541 | L02 | Verified | Outfall | San Juan Capistrano | South | {610DC3A7-793E-4344-A914-88E70E636144} | Not A Priority | <Null> | <Null> | <Null> | Point | <Null> | -117.6665 | 33.4999 | Unknown | L02-541-7 | <Null> | Easily accessible | 14 | 0 | Equal | 0 | 0 | 0 | 0 | 0 | 0 | <Null> | <Null> | <Null> | <Null> | <Null> | <Null>
208 | <Null> | 36 | 2024-01-09 18:06 | OCENVRESUSER | <Null> | <Null> | 12155 | K01 | Verified | Outfall | Laguna Niguel | South | {EBDB95ED-DC08-4DB5-AB03-DFC2113EF527} | Not A Priority | Complete | 2016-08-03 07:00 | 2016-08-17 07:00 | Point | <Null> | -117.7202 | 33.4992 | Unknown | K01-12155-1 | <Null> | Easily accessible | 7 | 0 | Below Average Discharge | 0.35 | 0.007143 | 77.1429 | 0.00044 | 0.0012 | 0 | <Null> | <Null> | <Null> | <Null> | <Null> | <Null>
209 | <Null> | 39 | 2024-01-09 18:06 | OCENVRESUSER | <Null> | <Null> | 12036 | K01 | Verified | Outfall | Laguna Niguel | South | {492C91F2-212B-4A73-AC7B-107B61D9565F} | Not A Priority | Complete | 2016-07-29 07:00 | 2016-08-12 07:00 | Point | <Null> | -117.7189 | 33.5071 | Yes | K01-12036-1 | <Null> | Easily accessible | 16 | 0.037846 | 20% Or More Above Average Discharge | 0.55 | 0.032813 | 7.2469 | 0.021434 | 0.09 | 0.0042 | <Null> | <Null> | <Null> | <Null> | <Null> | <Null>
210 | <Null> | 42 | 2024-01-09 18:06 | OCENVRESUSER | <Null> | <Null> | 12036 | K01 | Verified | Outfall | Laguna Niguel | South | {70D2A74D-50ED-4574-A929-01CB7DE7D000} | Priority | Complete | 2016-07-29 07:00 | 2016-08-12 07:00 | Point | <Null> | -117.718 | 33.5117 | Yes | K01-12036-5 | <Null> | Easily accessible | 15 | 0.16615 | 20% Or More Above Average Discharge | 1.706 | 0.079333 | 20.7093 | 0.054304 | 0.16615 | 0.014 | 55 | <Null> | <Null> | <Null> | <Null> | <Null>
211 | K01P11 | 48 | 2024-01-09 18:06 | OCENVRESUSER | <Null> | <Null> | 12032 | K01 | Verified | Outfall | Laguna Niguel | South | {E67A1268-C953-4917-B816-D1F3A4A6B507} | Priority | Complete | 2016-08-03 07:00 | 2016-08-17 07:00 | Point | <Null> | -117.7177 | 33.5169 | Yes | K01-12032-2 (K01P11) | <Null> | Easily accessible | 17 | 0.053154 | Below Average Discharge | 0.82529 | 0.057813 | 5.2654 | 0.095233 | 0.41264 | 0.0049 | 58 | <Null> | <Null> | <Null> | <Null> | <Null>
191 | <Null> | 48 | 2024-01-26 17:49 | OCENVRESUSER | <Null> | <Null> | 541 | L02 | Verified | Outfall | San Juan Capistrano | South | {182F8328-651A-4982-91BA-8A69837B2509} | Priority | <Null> | <Null> | <Null> | Point | <Null> | -117.6661 | 33.4998 | Yes | L02-541-6 | <Null> | Easily accessible | 4 | 0.000937 | Below Average Discharge | 0.725 | 0.0075 | 27.4 | 0.002091 | 0.006 | 0 | 34 | <Null> | <Null> | <Null> | <Null> | <Null>
192 | <Null> | 18 | 2024-01-26 17:49 | OCENVRESUSER | <Null> | <Null> | 541 | L02 | Verified | Outfall | San Juan Capistrano | South | {CA63B735-E475-40BF-8F64-40F31CAA24AB} | Not A Priority | <Null> | <Null> | <Null> | Point | <Null> | -117.6676 | 33.5024 | Unknown | L02-541-8 | <Null> | Easily accessible | 3 | 0 | Equal | 0 | 0 | 0 | 0 | 0 | 0 | <Null> | <Null> | <Null> | <Null> | <Null> | <Null>
193 | L02P02 | <Null> | 2024-01-26 17:49 | OCENVRESUSER | 72 | 90 | 541 | L02 | Verified | Box | San Juan Capistrano | South | {6FE5A355-7E45-4A1E-8A7B-8CD7AB8F0640} | Not A Priority | <Null> | <Null> | <Null> | Point | <Null> | -117.6675 | 33.504 | Yes | L02-541-9 (L02P02) | <Null> | Easily accessible | 13 | 0.037975 | Below Average Discharge | 0.95923 | 0.066923 | 11.8215 | 0.048641 | 0.27563 | 0.0039 | <Null> | <Null> | <Null> | <Null> | <Null> | <Null>
196 | <Null> | <Null> | 2024-01-26 17:49 | OCENVRESUSER | 12 | 7 | 766 | L01 | Verified | Box | San Juan Capistrano | South | {36C58593-1762-4673-9666-5809B7EDC846} | Priority | <Null> | <Null> | <Null> | Point | <Null> | -117.6703 | 33.486 | Yes | L01-766-3 | <Null> | Easily accessible | 9 | 0.008571 | Above Average Discharge | 0.36667 | 0.006667 | 3.8889 | 0.00798 | 0.06 | 0 | 9 | <Null> | <Null> | <Null> | <Null> | <Null>
197 | L01S06 - Via Madrigal | <Null> | 2024-01-26 17:49 | OCENVRESUSER | 10 | 5 | 766 | L01 | Verified | Box | San Juan Capistrano | South | {6B1E2EC8-33C0-45FC-B9F2-95DAAD8E87F9} | Not A Priority | <Null> | <Null> | <Null> | Point | <Null> | -117.6721 | 33.4859 | Unknown | L01-766-2 (L01S06) | <Null> | Easily accessible | 22 | 0.2037 | Above Average Discharge | 5.1473 | 0.048182 | 6.8732 | 0.18044 | 0.45063 | 0.032 | <Null> | <Null> | <Null> | <Null> | <Null> | <Null>
198 | DSB-1 | 48 | 2024-01-09 18:06 | OCENVRESUSER | <Null> | <Null> | 35 | SC11 | Removed From Inventory | Culvert | Dana Point | South | {012EA2FE-F094-492D-B478-80FE452D665E} | Not A Priority | <Null> | <Null> | <Null> | Point | <Null> | -117.671 | 33.4572 | Yes | SC11-035-3 | <Null> | Easily accessible | 5 | 0.01425 | 20% Or More Above Average Discharge | 0.534 | 0.008 | 4.2 | 0.005198 | 0.01425 | 0 | <Null> | <Null> | <Null> | <Null> | <Null> | <Null>
199 | DSB-2 | 33 | 2024-01-09 18:06 | OCENVRESUSER | <Null> | <Null> | 35 | SC11 | Removed From Inventory | Culvert | Dana Point | South | {B78EC74F-A747-44FA-912E-322770E225AB} | Not A Priority | <Null> | <Null> | <Null> | Point | <Null> | -117.6737 | 33.4589 | Unknown | SC11-035-2 | <Null> | Easily accessible | 2 | 0.001 | Below Average Discharge | 0.365 | 0.01 | 18 | 0.00165 | 0.0023 | 0.001 | <Null> | <Null> | <Null> | <Null> | <Null> | <Null>
200 | DSB-3 | 24 | 2024-01-09 18:06 | OCENVRESUSER | <Null> | <Null> | 35 | SC11 | Removed From Inventory | Culvert | Dana Point | South | {BB72D368-BD4C-45B2-9A41-9BC71B7411AF} | Not A Priority | <Null> | <Null> | <Null> | Point | <Null> | -117.6754 | 33.46 | Unknown | SC11-035-1 | <Null> | Easily accessible | 4 | 0.024 | 20% Or More Above Average Discharge | 0.5875 | 0.0275 | 10.5 | 0.012006 | 0.024 | 0.0035 | <Null> | <Null> | <Null> | <Null> | <Null> | <Null>
220 | <Null> | 72 | 2024-01-09 18:06 | OCENVRESUSER | <Null> | <Null> | 12062 | K01 | Verified | Outfall | Laguna Niguel | South | {DC0E267C-D89F-4834-A9CC-2BD31EFE7608} | Not A Priority | <Null> | <Null> | <Null> | Point | <Null> | -117.6907 | 33.5091 | Yes | K01-12062-1 | <Null> | Easily accessible | 1 | 0.12281 | Equal | 1.75 | 0.04 | 3.42 | 0.12281 | 0.12281 | 0.12281 | <Null> | <Null> | <Null> | <Null> | <Null> | <Null>
215 | SCNK01; Salt Creek Corridor Regional Park (station on upstream side of tunnel). RW that captures influence of upstream outfalls | 192 | 2024-01-09 18:06 | OCENVRESUSER | <Null> | <Null> | 12156 | K01 | Removed From Inventory | Culvert | Laguna Niguel | South | {309906B0-76A0-4415-BAED-B4E04CEE89DD} | Not A Priority | <Null> | 2016-05-25 15:40 | 2016-06-09 15:40 | Point | <Null> | -117.7075 | 33.5059 | Yes | K01-12156-4 | <Null> | Easily accessible | 13 | 0.414 | Below Average Discharge | 2.1815 | 0.165 | 2.8015 | 1.0667 | 3.8735 | 0.18 | <Null> | Yes | <Null> | <Null> | <Null> | <Null>
216 | K01P07 - Salt Creek Trail | 78 | 2024-01-09 18:06 | OCENVRESUSER | <Null> | <Null> | 12177 | K01 | Verified | Outfall | Laguna Niguel | South | {162A0934-2B45-4BAA-AE44-99D3683A47DD} | Priority | Complete | 2016-06-02 07:00 | 2016-06-16 07:00 | Point | <Null> | -117.7074 | 33.5086 | Yes | K01-12177-1 (K01P07) | <Null> | Easily accessible | 18 | 0.36 | 20% Or More Above Average Discharge | 1.0267 | 0.079167 | 2.2797 | 0.25427 | 1.2 | 0.019125 | 77 | Yes | <Null> | Yes | <Null> | Yes
217 | K01TBN1 | 42 | 2024-01-09 18:06 | OCENVRESUSER | <Null> | <Null> | 12138 | K01 | Verified | Outfall | Laguna Niguel | South | {7ED3F0F9-CFEC-4D38-9A33-AE41DCBA38E4} | Priority | Complete | <Null> | <Null> | Point | <Null> | -117.6971 | 33.512 | Yes | K01-12138-1 (K01TBN1) | <Null> | Easily accessible | 12 | 0.01134 | Below Average Discharge | 0.77333 | 0.021375 | 5.4083 | 0.063607 | 0.40795 | 0.0006 | 18 | <Null> | <Null> | <Null> | <Null> | <Null>
247 | M02P08 | 42 | 2024-01-09 18:06 | OCENVRESUSER | <Null> | <Null> | 28 | M02 | Verified | Outfall | San Clemente | South | {1707E0E9-430D-4B15-969A-02F4D7D52110} | Not A Priority | <Null> | <Null> | <Null> | Point | <Null> | -117.5817 | 33.4668 | Yes | M02-028-2 (M02P08) | <Null> | Easily accessible | 3 | 0.027 | Below Average Discharge | 0.8 | 0.033333 | 4.3333 | 0.040333 | 0.064 | 0.027 | <Null> | <Null> | <Null> | <Null> | <Null> | <Null>
248 | upstream of Talaga Golf Course | 36 | 2024-01-09 18:06 | OCENVRESUSER | <Null> | <Null> | 15 | M02 | Verified | Outfall | San Clemente | South | {EE82778D-4874-4889-8E55-64DF8A4422C0} | Not A Priority | Complete | 2016-07-29 07:00 | 2016-08-15 07:00 | Point | <Null> | -117.5832 | 33.4782 | Yes | M02-015-1 | <Null> | Easily accessible | 10 | 0.002571 | Below Average Discharge | 0.506 | 0.019 | 4.5 | 0.020964 | 0.064 | 0.0024 | <Null> | <Null> | <Null> | <Null> | <Null> | <Null>
249 | M02 channel | <Null> | 2024-01-09 18:06 | OCENVRESUSER | 25 | 14 | 56 | M02 | Removed From Inventory | Box | San Clemente | South | {AF34DA20-0D88-4FB2-8EFC-EAFBD767961F} | Not A Priority | <Null> | <Null> | <Null> | Point | <Null> | -117.6168 | 33.4422 | Unknown | M02-056-1 | <Null> | Easily accessible | <Null> | <Null> | <Null> | <Null> | <Null> | <Null> | <Null> | <Null> | <Null> | <Null> | <Null> | <Null> | <Null> | <Null> | <Null>
250 | <Null> | <Null> | 2024-01-09 18:06 | OCENVRESUSER | 12 | 12 | 52 | M02 | Removed From Inventory | Box | San Clemente | South | {DE764E41-C26B-44E8-9A55-1DFD349702C8} | Not A Priority | <Null> | <Null> | <Null> | Point | <Null> | -117.6152 | 33.4435 | Unknown | M02-052-1 | <Null> | Easily accessible | 2 | 1.5498 | 20% Or More Above Average Discharge | 3.735 | 0.11 | 3.3 | 0.87492 | 1.5498 | 0.2 | <Null> | <Null> | <Null> | <Null> | <Null> | <Null>
251 | Daylight of M02 | <Null> | 2024-01-09 18:07 | OCENVRESUSER | 14 | 14 | 52 | M02 | Removed From Inventory | Box | San Clemente | South | {43B4EE36-979D-4FA8-83C9-4BFA81FACC97} | Not A Priority | Complete | 2016-07-15 07:00 | 2016-08-23 07:00 | Point | <Null> | -117.6099 | 33.4512 | Yes | M02-052-2 | <Null> | Easily accessible | 16 | 0.39 | Below Average Discharge | 2.2437 | 0.17581 | 3.7294 | 0.68626 | 1.44 | 0.2255 | <Null> | <Null> | <Null> | <Null> | <Null> | <Null>
252 | San Clemente | 54 | 2024-01-09 18:06 | OCENVRESUSER | <Null> | <Null> | 52 | M02 | Verified | Outfall | San Clemente | South | {E7B21F39-AB19-4339-B5EA-533C4BDF4CF1} | Priority | Complete | 2017-08-03 | 2017-11-16 | Point | <Null> | -117.6098 | 33.4512 | Yes | M02-052-3 | <Null> | Easily accessible | 8 | 0.028889 | Below Average Discharge | 1.1875 | 0.025 | 5.0875 | 0.10022 | 0.6 | 0.0045 | 48 | <Null> | <Null> | <Null> | <Null> | <Null>
253 | M02P06 - E Avenida Pico | 48 | 2024-01-09 18:06 | OCENVRESUSER | <Null> | <Null> | 85 | M02 | Verified | Outfall | San Clemente | South | {646C237D-26C0-4619-ADE0-A6C6ECD59481} | Priority | Complete | 2016-07-15 07:00 | 2016-07-29 07:00 | Point | <Null> | -117.5946 | 33.4583 | Yes | M02-085-1 (M02P06) | <Null> | Easily accessible | 18 | 0.17818 | 20% Or More Above Average Discharge | 0.69389 | 0.041389 | 3.2433 | 0.069651 | 0.225 | 0.012329 | 61 | <Null> | <Null> | Yes | <Null> | <Null>
223 | L01S02 | <Null> | 2024-01-09 18:06 | OCENVRESUSER | 11.5 | 11 | 728 | L01 | Verified | Box | Dana Point | South | {2A977DCC-7E53-4D85-94F4-061F90A75327} | Not A Priority | <Null> | <Null> | <Null> | Point | <Null> | -117.6821 | 33.4655 | Yes | L01-728-3 (L01S02) | <Null> | Easily accessible | 21 | 0.18462 | Below Average Discharge | 5.5643 | 0.12114 | 10.7224 | 0.42695 | 3.1104 | 0.12 | <Null> | <Null> | <Null> | <Null> | <Null> | Yes
224 | L01S03 - nested, not an outfall | <Null> | 2024-01-09 18:06 | OCENVRESUSER | 84 | 96 | 728 | L01 | Removed From Inventory | Box | Dana Point | South | {9ABFED9B-C141-47FC-9A23-685026E584F9} | Not A Priority | Complete | 2017-05-10 | 2017-09-07 | Point | <Null> | -117.6796 | 33.4692 | Yes | L01-728-7 (L01S03) | <Null> | Easily accessible | 13 | 0.07475 | Below Average Discharge | 4.5985 | 0.17838 | 53.4985 | 0.14731 | 0.75 | 0.022989 | <Null> | <Null> | <Null> | <Null> | <Null> | <Null>
225 | <Null> | 36 | 2024-01-09 18:06 | OCENVRESUSER | <Null> | <Null> | 728 | L01 | Verified | Outfall | Dana Point | South | {997F43C3-4A2E-4C65-8310-72694AD8EF59} | Not A Priority | <Null> | <Null> | <Null> | Point | <Null> | -117.6809 | 33.4697 | Unknown | L01-728-6 | <Null> | Easily accessible | 15 | 0 | Equal | 0 | 0 | 0 | 0 | 0 | 0 | <Null> | <Null> | <Null> | <Null> | <Null> | <Null>
226 | <Null> | 30 | 2024-01-09 18:06 | OCENVRESUSER | <Null> | <Null> | 726 | L01 | Verified | Outfall | Dana Point | South | {4596404E-F9BF-4BD6-8EE8-FEC5D183EA76} | Not A Priority | <Null> | <Null> | <Null> | Point | <Null> | -117.679 | 33.4742 | Unknown | L01-726-1 | <Null> | Easily accessible | 3 | 0 | Equal | 0 | 0 | 0 | 0 | 0 | 0 | <Null> | <Null> | <Null> | <Null> | <Null> | <Null>
227 | <Null> | 36 | 2024-01-09 18:06 | OCENVRESUSER | <Null> | <Null> | 727 | L01 | Verified | Outfall | Dana Point | South | {B9983359-9D26-40FE-905C-4936B6ED0548} | Not A Priority | <Null> | <Null> | <Null> | Point | <Null> | -117.6797 | 33.4742 | Unknown | L01-727-2 | <Null> | Easily accessible | 13 | 0 | Equal | 0 | 0 | 0 | 0 | 0 | 0 | <Null> | <Null> | <Null> | <Null> | <Null> | <Null>
228 | <Null> | 36 | 2024-01-09 18:06 | OCENVRESUSER | <Null> | <Null> | 726 | L01 | Verified | Outfall | Dana Point | South | {2E54A407-3CB1-4115-BE98-54634E27A6A6} | Not A Priority | <Null> | <Null> | <Null> | Point | <Null> | -117.6795 | 33.4749 | Unknown | L01-726-2 | <Null> | Easily accessible | 4 | 0 | Equal | 0 | 0 | 0 | 0 | 0 | 0 | <Null> | <Null> | <Null> | <Null> | <Null> | <Null>
229 | <Null> | 48 | 2024-01-09 18:06 | OCENVRESUSER | <Null> | <Null> | 726 | L01 | Verified | Outfall | Dana Point | South | {B22F4F14-A3E0-4A9A-9F0F-891910B4EB75} | Not A Priority | <Null> | <Null> | <Null> | Point | <Null> | -117.6788 | 33.4752 | Unknown | L01-726-3 | <Null> | Easily accessible | 15 | 0 | Equal | 0 | 0 | 0 | 0 | 0 | 0 | <Null> | <Null> | <Null> | <Null> | <Null> | <Null>
230 | <Null> | 54 | 2024-01-09 18:06 | OCENVRESUSER | <Null> | <Null> | 726 | L01 | Verified | Outfall | Dana Point | South | {2B22BC20-4B7A-42C3-8427-8487ACC1F123} | Priority | <Null> | <Null> | <Null> | Point | <Null> | -117.6793 | 33.4758 | Yes | L01-726-5 | <Null> | Easily accessible | 13 | 0.052077 | 20% Or More Above Average Discharge | 1.45 | 0.024385 | 15.9815 | 0.015596 | 0.060674 | 0 | 29 | <Null> | <Null> | Yes | <Null> | <Null>
231 | <Null> | 48 | 2024-01-09 18:06 | OCENVRESUSER | <Null> | <Null> | 726 | L01 | Verified | Outfall | Dana Point | South | {D64CBB08-F94D-40E2-BF24-D05C3319C2F7} | Not A Priority | <Null> | <Null> | <Null> | Point | <Null> | -117.6792 | 33.4762 | Unknown | L01-726-6 | <Null> | Easily accessible | 14 | 0 | Equal | 0 | 0 | 0 | 0 | 0 | 0 | <Null> | <Null> | <Null> | <Null> | <Null> | <Null>
232 | <Null> | 48 | 2024-01-09 18:06 | OCENVRESUSER | <Null> | <Null> | 726 | L01 | Verified | Outfall | Dana Point | South | {18A42986-EA31-4E07-A4F6-D18E1CBDE933} | Not A Priority | <Null> | <Null> | <Null> | Point | <Null> | -117.6784 | 33.4769 | Unknown | L01-726-7 | <Null> | Easily accessible | 13 | 0 | Equal | 0 | 0 | 0 | 0 | 0 | 0 | <Null> | <Null> | <Null> | <Null> | <Null> | <Null>
233 | <Null> | 54 | 2024-01-26 17:49 | OCENVRESUSER | <Null> | <Null> | 726 | L01 | Verified | Outfall | San Juan Capistrano | South | {88ED161A-736E-448B-AF46-40F0E8C2F54E} | Not A Priority | <Null> | <Null> | <Null> | Point | <Null> | -117.6787 | 33.4785 | Unknown | L01-726-8 | <Null> | Easily accessible | 12 | 0 | Below Average Discharge | 0.20833 | 0.001667 | 1.3 | 0.00048 | 0.005769 | 0 | <Null> | <Null> | <Null> | <Null> | <Null> | <Null>
234 | <Null> | 48 | 2024-01-26 17:49 | OCENVRESUSER | <Null> | <Null> | 726 | L01 | Verified | Outfall | San Juan Capistrano | South | {8940546C-B67E-42D6-9426-7F1E9452BFE1} | Not A Priority | <Null> | <Null> | <Null> | Point | <Null> | -117.6781 | 33.4784 | Unknown | L01-726-9 | <Null> | Easily accessible | 13 | 0 | Equal | 0 | 0 | 0 | 0 | 0 | 0 | <Null> | <Null> | <Null> | <Null> | <Null> | <Null>
235 | <Null> | 42 | 2024-01-26 17:49 | OCENVRESUSER | <Null> | <Null> | 601 | L01 | Verified | Outfall | San Juan Capistrano | South | {6E297702-950B-4ECB-93F7-6D8CE2CE5D00} | Not A Priority | <Null> | <Null> | <Null> | Point | <Null> | -117.6779 | 33.4817 | Unknown | L01-601-1 | <Null> | Easily accessible | 10 | 0 | Equal | 0 | 0 | 0 | 0 | 0 | 0 | <Null> | <Null> | <Null> | <Null> | <Null> | <Null>
236 | Drains to L01S01 | 48 | 2024-01-26 17:49 | OCENVRESUSER | <Null> | <Null> | 724 | L01 | Verified | Outfall | San Juan Capistrano | South | {9AFBCAFD-4410-42DD-A83A-9F170C6B1FBA} | Not A Priority | <Null> | <Null> | <Null> | Point | <Null> | -117.6772 | 33.4835 | Unknown | L01-724-2 | <Null> | Easily accessible | 14 | 0 | Equal | 0 | 0 | 0 | 0 | 0 | 0 | <Null> | <Null> | <Null> | <Null> | <Null> | <Null>
237 | L01S01 | <Null> | 2024-01-26 17:49 | OCENVRESUSER | 4 | 7 | 724 | L01 | Verified | Box | San Juan Capistrano | South | {8A859AA8-432F-48A4-B9EF-89E317C329D5} | Priority | Complete | 2016-07-12 07:00 | 2016-07-28 07:00 | Point | <Null> | -117.6771 | 33.4832 | Yes | L01-724-1 (L01S01) | <Null> | Easily accessible | 17 | 0.12952 | 20% Or More Above Average Discharge | 2.6718 | 0.022941 | 4.6235 | 0.093346 | 0.2069 | 0.032 | 36 | <Null> | <Null> | Yes | <Null> | <Null>
238 | L01P03 | 96 | 2024-01-26 17:49 | OCENVRESUSER | <Null> | <Null> | 724 | L01 | Verified | Outfall | San Juan Capistrano | South | {1A565B60-44E0-4E2C-84FE-2362549F11C4} | Priority | Complete | 2016-12-12 | 2017-01-26 | Point | <Null> | -117.6753 | 33.4847 | Yes | L01-724-4 (L01P03) | <Null> | Easily accessible | 18 | 0.24102 | 20% Or More Above Average Discharge | 1.4217 | 0.075556 | 5.2589 | 0.13584 | 0.34091 | 0.0357 | 40 | <Null> | <Null> | Yes | Yes | <Null>
239 | <Null> | 60 | 2024-01-26 17:49 | OCENVRESUSER | <Null> | <Null> | 517 | L01 | Verified | Outfall | San Juan Capistrano | South | {CD0E12FD-1932-4531-BF8C-AE40939F31B4} | Not A Priority | <Null> | <Null> | <Null> | Point | <Null> | -117.6257 | 33.5187 | Unknown | L01-517-1 | <Null> | Easily accessible | 6 | 0 | Equal | 0 | 0 | 0 | 0 | 0 | 0 | <Null> | <Null> | <Null> | <Null> | <Null> | <Null>
240 | <Null> | 60 | 2024-01-26 17:49 | OCENVRESUSER | <Null> | <Null> | 517 | L01 | Verified | Outfall | San Juan Capistrano | South | {E56548DF-493B-422E-A5B8-8731DDBDFE40} | Not A Priority | <Null> | <Null> | <Null> | Point | <Null> | -117.6257 | 33.5186 | Unknown | L01-517-2 | <Null> | Easily accessible | 6 | 0 | Equal | 0 | 0 | 0 | 0 | 0 | 0 | <Null> | <Null> | <Null> | <Null> | <Null> | <Null>
323 | L03P14 | 42 | 2024-01-09 18:06 | OCENVRESUSER | <Null> | <Null> | 241 | L03 | Verified | Outfall | Mission Viejo | South | {47F716AD-32FA-4E10-9846-98471CD662B4} | Priority | <Null> | <Null> | <Null> | Point | <Null> | -117.6441 | 33.6092 | Yes | L03-241-4 | <Null> | Easily accessible | 13 | 0.046635 | 20% Or More Above Average Discharge | 0.54615 | 0.021 | 6.7292 | 0.012278 | 0.046635 | 0 | 45 | <Null> | <Null> | <Null> | <Null> | <Null>
324 | Daylight of Jeronimo Creek. Jeronimo Open Space | 60 | 2024-01-09 18:06 | OCENVRESUSER | <Null> | <Null> | 240 | L03 | Verified | Outfall | Mission Viejo | South | {B36B0F25-9FB6-4A77-9FE1-F916D2BDB697} | Priority | Complete | 2017-05-05 | 2017-08-14 | Point | <Null> | -117.6371 | 33.6152 | Yes | L03-240-1 (L03P14) | <Null> | Easily accessible | 16 | 0.12366 | 20% Or More Above Average Discharge | 0.97375 | 0.041044 | 13.2637 | 0.025068 | 0.12366 | 0.0031 | 46 | <Null> | <Null> | <Null> | <Null> | <Null>
325 | Horno/u | 108 | 2024-01-09 18:06 | OCENVRESUSER | <Null> | <Null> | 49 | L05 | Verified | Outfall | Orange Co | South | {B2A1E667-9853-4699-9E7C-64A87D6A78B6} | Priority | Complete | 2016-12-12 | 2017-01-26 | Point | <Null> | -117.6462 | 33.5347 | Yes | L05-049-1 | <Null> | Easily accessible | 22 | 0.22071 | Below Average Discharge | 2.0436 | 0.10083 | 4.0941 | 0.99685 | 16.8 | 0.0396 | 65 | <Null> | <Null> | Yes | Yes | <Null>
326 | <Null> | 36 | 2024-01-09 18:06 | OCENVRESUSER | <Null> | <Null> | 414 | L01 | Verified | Outfall | Orange Co | South | {68338A6C-A350-4B2E-90E5-C3AA59C3D9A8} | Not A Priority | <Null> | <Null> | <Null> | Point | <Null> | -117.5905 | 33.5617 | Yes | L01-414-1 | <Null> | Easily accessible | <Null> | <Null> | <Null> | <Null> | <Null> | <Null> | <Null> | <Null> | <Null> | <Null> | <Null> | <Null> | <Null> | <Null> | <Null>
327 | Coto de Caza - Tipu Run near Bentley Rd | 72 | 2024-01-09 18:06 | OCENVRESUSER | <Null> | <Null> | 404 | L01 | Verified | Outfall | Orange Co | South | {CDCEA1A5-E306-47B2-8945-27B1CD159C10} | Priority | Complete | 2016-08-17 07:00 | 2016-09-27 07:00 | Point | <Null> | -117.5858 | 33.5645 | Yes | L01-404-1 | <Null> | Easily accessible | 21 | 0.092647 | Above Average Discharge | 0.89714 | 0.046667 | 3.5038 | 0.0852 | 0.162 | 0.006 | 60 | <Null> | <Null> | Yes | <Null> | Yes
328 | <Null> | 60 | 2024-01-09 18:06 | OCENVRESUSER | <Null> | <Null> | 414 | L01 | Verified | Outfall | Orange Co | South | {834FBB7A-F243-4A65-80C6-AE688690CC0C} | Priority | <Null> | <Null> | <Null> | Point | <Null> | -117.5924 | 33.5668 | Yes | L01-414-3 | <Null> | Easily accessible | 4 | 0.015 | Below Average Discharge | 1.05 | 0.1425 | 6.5 | 0.23203 | 0.8 | 0.015 | 60 | <Null> | <Null> | <Null> | <Null> | <Null>
329 | <Null> | 36 | 2024-01-09 18:06 | OCENVRESUSER | <Null> | <Null> | 414 | L01 | Verified | Outfall | Orange Co | South | {424C51CE-5569-476A-8035-40A7D01575A0} | Not A Priority | <Null> | <Null> | <Null> | Point | <Null> | -117.5921 | 33.5649 | Unknown | L01-414-2 | <Null> | Easily accessible | 8 | 0 | Equal | 0 | 0 | 0 | 0 | 0 | 0 | <Null> | <Null> | <Null> | <Null> | <Null> | <Null>
330 | Coto de Caza | 48 | 2024-01-09 18:06 | OCENVRESUSER | <Null> | <Null> | 760 | L01 | Verified | Outfall | Orange Co | South | {304B7146-FAA4-4C9E-85D8-E0AE384F357F} | Priority | Complete | 2016-08-17 07:00 | 2016-09-01 07:00 | Point | <Null> | -117.5889 | 33.5655 | Yes | L01-760-1 | <Null> | Easily accessible | 16 | 0.062857 | 20% Or More Above Average Discharge | 0.55812 | 0.020625 | 4.4212 | 0.019203 | 0.062857 | 0.0048 | 40 | <Null> | <Null> | <Null> | <Null> | <Null>
320 | <Null> | 36 | 2024-01-09 18:06 | OCENVRESUSER | <Null> | <Null> | 172 | L03 | Verified | Outfall | Mission Viejo | South | {F5690724-C245-4E1E-8E50-C527FA115971} | Not A Priority | <Null> | <Null> | <Null> | Point | <Null> | -117.6388 | 33.6515 | Yes | L03-172-2 | <Null> | Easily accessible | 9 | 0.010783 | Below Average Discharge | 0.50333 | 0.021111 | 6.6333 | 0.013291 | 0.072 | 0.003 | <Null> | <Null> | <Null> | <Null> | <Null> | <Null>
321 | Daylight of Oso Creek | 84 | 2024-01-09 18:06 | OCENVRESUSER | <Null> | <Null> | 141 | L03 | Verified | Outfall | Mission Viejo | South | {14CC37CD-8D1D-4824-B51F-D5A645DF23CC} | Priority | Complete | 2016-06-02 07:00 | 2016-06-16 07:00 | Point | <Null> | -117.6344 | 33.6566 | Yes | L03-141-1 | <Null> | Easily accessible | 10 | 0.12 | 20% Or More Above Average Discharge | 1.78 | 0.087 | 22.02 | 0.072246 | 0.18 | 0.005143 | 66 | <Null> | <Null> | <Null> | <Null> | <Null>
332 | <Null> | 60 | 2024-01-09 18:06 | OCENVRESUSER | <Null> | <Null> | 760 | L01 | Verified | Outfall | Orange Co | South | {2E56C3AD-25AB-4A1C-95D5-7D91A1E793FA} | Priority | Complete | 2016-08-15 07:00 | 2016-10-04 07:00 | Point | <Null> | -117.5876 | 33.5683 | Yes | L01-760-2 | <Null> | Easily accessible | 20 | 0.087273 | Above Average Discharge | 1.236 | 0.0751 | 8.5395 | 0.075871 | 0.22 | 0.0198 | 45 | <Null> | <Null> | <Null> | <Null> | Yes
335 | <Null> | 42 | 2024-01-09 18:06 | OCENVRESUSER | <Null> | <Null> | 391 | L01 | Verified | Outfall | Orange Co | South | {D41F3C53-33B2-4B80-AB83-E479787A54C2} | Not A Priority | <Null> | <Null> | <Null> | Point | <Null> | -117.5868 | 33.5784 | Unknown | L01-391-3 | <Null> | Easily accessible | 4 | 0.03 | 20% Or More Above Average Discharge | 0.575 | 0.0525 | 33.5 | 0.012479 | 0.03 | 0.00225 | <Null> | <Null> | <Null> | <Null> | <Null> | <Null>
336 | Oso Parkway near Wrangler Ct | 90 | 2024-01-09 18:06 | OCENVRESUSER | <Null> | <Null> | 340 | L01 | Verified | Outfall | Orange Co | South | {F1CABFEE-57C0-45D7-805A-974B2EF723C4} | Priority | Complete | 2016-08-15 07:00 | 2016-10-04 07:00 | Point | <Null> | -117.5954 | 33.587 | Yes | L01-340-1 | <Null> | Easily accessible | 22 | 0.048 | Below Average Discharge | 0.88818 | 0.040818 | 4.7655 | 0.051357 | 0.15086 | 0.001809 | 39 | <Null> | <Null> | Yes | <Null> | Yes
337 | <Null> | 48 | 2024-01-09 18:06 | OCENVRESUSER | <Null> | <Null> | 733 | L01 | Verified | Outfall | Orange Co | South | {0730A3D5-1756-4C6A-B21F-59D067D3F0B4} | Priority | <Null> | <Null> | <Null> | Point | <Null> | -117.5827 | 33.6205 | Yes | L01-733-2 | <Null> | Easily accessible | 3 | 0.0975 | Below Average Discharge | 2.2667 | 0.046667 | 5.3333 | 0.11393 | 0.15429 | 0.09 | 55 | <Null> | <Null> | <Null> | <Null> | <Null>
288 | <Null> | 30 | 2024-01-09 18:06 | OCENVRESUSER | <Null> | <Null> | 266 | L04 | Verified | Outfall | Mission Viejo | South | {91EA8897-0C76-41A3-B3C0-07D7E0E27DB1} | Not A Priority | <Null> | <Null> | <Null> | Point | <Null> | -117.6724 | 33.6053 | Yes | L04-266-1 | <Null> | Easily accessible | 1 | 0.00225 | Equal | 0.3 | 0.01 | 8 | 0.00225 | 0.00225 | 0.00225 | <Null> | <Null> | <Null> | <Null> | <Null> | <Null>
290 | L04P08 | 48 | 2024-01-09 18:06 | OCENVRESUSER | <Null> | <Null> | 266 | L04 | Not-Found | Outfall | Mission Viejo | South | {08554671-F159-43F6-AF5D-9A9B22DC0BA4} | Not A Priority | <Null> | <Null> | <Null> | Point | <Null> | -117.6685 | 33.6075 | Unknown | L04-266-6 (L04P08) | <Null> | Easily accessible | 1 | 0.24 | Equal | 3.3 | 0.4 | 33 | 0.24 | 0.24 | 0.24 | <Null> | <Null> | <Null> | <Null> | <Null> | <Null>
291 | <Null> | 1 | 2024-01-09 18:06 | OCENVRESUSER | <Null> | <Null> | 9019 | J07 | Verified | Outfall | Mission Viejo | South | {74411CC8-35AD-48F8-8B9B-3A458BDFFA85} | Not A Priority | <Null> | <Null> | <Null> | Point | <Null> | -117.6765 | 33.6261 | Unknown | J07-9019-1 | <Null> | Easily accessible | 1 | 0 | Equal | 0 | 0 | 0 | 0 | 0 | 0 | <Null> | <Null> | <Null> | <Null> | <Null> | <Null>
292 | <Null> | 30 | 2024-01-09 18:06 | OCENVRESUSER | <Null> | <Null> | 9022 | J07 | Verified | Outfall | Mission Viejo | South | {02D8D354-0554-49DF-972A-8BC374B3901B} | Priority | <Null> | <Null> | <Null> | Point | <Null> | -117.6748 | 33.6268 | Yes | J07-9022-1 | <Null> | Easily accessible | 5 | 0.001125 | Below Average Discharge | 0.316 | 0.011 | 7.38 | 0.004493 | 0.018 | 0 | 41 | <Null> | <Null> | <Null> | <Null> | <Null>
293 | <Null> | 30 | 2024-01-09 18:06 | OCENVRESUSER | <Null> | <Null> | 9022 | J07 | Verified | Outfall | Mission Viejo | South | {14FD5CF8-881D-4BEF-B96D-48F038145E16} | Not A Priority | <Null> | <Null> | <Null> | Point | <Null> | -117.6706 | 33.627 | Unknown | J07-9022-2 | <Null> | Easily accessible | 1 | 0.0072 | Equal | 0.3 | 0.02 | 5 | 0.0072 | 0.0072 | 0.0072 | <Null> | <Null> | <Null> | <Null> | <Null> | <Null>
314 | L03P15 | 66 | 2024-01-09 18:06 | OCENVRESUSER | <Null> | <Null> | 214 | L03 | Not-Found | Outfall | Mission Viejo | South | {510AEAF5-5C04-48FD-935E-2A75AF99D18C} | Not A Priority | <Null> | <Null> | <Null> | Point | <Null> | -117.6421 | 33.624 | Unknown | L03-214-3 (L03P15) | <Null> | Easily accessible | 1 | 0.042 | Equal | 0.7 | 0.03 | 3 | 0.042 | 0.042 | 0.042 | <Null> | <Null> | <Null> | <Null> | <Null> | <Null>
315 | <Null> | 96 | 2024-01-09 18:06 | OCENVRESUSER | <Null> | <Null> | 214 | L03 | Verified | Outfall | Mission Viejo | South | {694200E0-F61E-493C-B4FD-35F10C96F460} | Priority | Complete | 2016-05-31 07:00 | 2016-06-14 07:00 | Point | <Null> | -117.6423 | 33.6237 | Yes | L03-214-2 (L03P18) | <Null> | Easily accessible | 21 | 0.54286 | Below Average Discharge | 1.8629 | 0.22429 | 3.3162 | 0.59652 | 1.2698 | 0.252 | 75 | <Null> | <Null> | Yes | <Null> | Yes
316 | L03B01 | 60 | 2024-01-09 18:06 | OCENVRESUSER | <Null> | <Null> | 74 | L03 | Verified | Outfall | Mission Viejo | South | {49BB3F7E-1B73-4CC3-93B9-49EF1F708BBE} | Priority | <Null> | <Null> | <Null> | Point | <Null> | -117.6388 | 33.6383 | Yes | L03-074-1 (L03B01) | <Null> | Easily accessible | 18 | 0.06606 | Below Average Discharge | 1.6272 | 0.10926 | 7.8967 | 0.19733 | 0.765 | 0.024 | 71 | <Null> | <Null> | <Null> | <Null> | Yes
312 | Daylight of Oso Creek at Casta del Sol Golf Course | 60 | 2024-01-09 18:06 | OCENVRESUSER | <Null> | <Null> | 662 | L03 | Verified | Outfall | Mission Viejo | South | {A410A82C-AF6C-4CCA-BAC5-6E25F4039D41} | Priority | Complete | 2016-05-31 07:00 | 2016-06-14 07:00 | Point | <Null> | -117.6482 | 33.6246 | Yes | L03-662-3 (L03P16) | <Null> | Easily accessible | 16 | 0.11407 | Below Average Discharge | 1.16 | 0.084437 | 4.4938 | 0.16059 | 0.37813 | 0.033333 | 82 | <Null> | <Null> | Yes | <Null> | <Null>
259 | <Null> | 36 | 2024-01-09 18:06 | OCENVRESUSER | <Null> | <Null> | 733 | L01 | Verified | Outfall | Orange Co | South | {ED00D5DA-856D-4A09-BD27-B31F6E37C9A8} | Not A Priority | <Null> | <Null> | <Null> | Point | <Null> | -117.5767 | 33.6223 | Unknown | L01-733-4 | <Null> | Easily accessible | 8 | 0 | Equal | 0 | 0 | 0 | 0 | 0 | 0 | <Null> | <Null> | <Null> | <Null> | <Null> | <Null>
261 | <Null> | 72 | 2024-01-09 18:06 | OCENVRESUSER | <Null> | <Null> | 344 | L02 | Verified | Outfall | Orange Co | South | {AE100243-D2E2-4C52-A74B-B024BF8A3C36} | Not A Priority | <Null> | <Null> | <Null> | Point | <Null> | -117.6287 | 33.592 | Unknown | L02-344-1 | <Null> | Easily accessible | 6 | 0 | Equal | 0 | 0 | 0 | 0 | 0 | 0 | <Null> | <Null> | <Null> | <Null> | <Null> | <Null>
265 | L02P29 | 36 | 2024-01-09 18:06 | OCENVRESUSER | <Null> | <Null> | 198 | L02 | Verified | Outfall | Rancho Santa Margarita | South | {B9C33AB1-61DE-417E-AE9D-511CF2D50E19} | Priority | <Null> | <Null> | <Null> | Point | <Null> | -117.6262 | 33.609 | Yes | L02-198-1 (L02P29) | <Null> | Easily accessible | 5 | 0.016457 | 20% Or More Above Average Discharge | 0.38 | 0.0152 | 5.75 | 0.009971 | 0.016457 | 0.0016 | 43 | <Null> | <Null> | <Null> | <Null> | <Null>
266 | Left pipe - Antonio Parkway and El Prado | 96 | 2024-01-09 18:06 | OCENVRESUSER | <Null> | <Null> | 641 | L02 | Verified | Outfall | Rancho Santa Margarita | South | {7DFD67EB-AD81-432B-9BA4-25696CAD78C5} | Priority | Complete | 2016-06-30 07:00 | 2016-07-14 07:00 | Point | <Null> | -117.5949 | 33.6311 | Yes | L02-641-1 | <Null> | Easily accessible | 15 | 0.027746 | Below Average Discharge | 1.4567 | 0.0232 | 5.0767 | 0.050143 | 0.40678 | 0.0054 | 63 | <Null> | <Null> | Yes | <Null> | <Null>
267 | L02P26 - Las Fieras and Via Babera | 96 | 2024-01-09 18:06 | OCENVRESUSER | <Null> | <Null> | 166 | L02 | Verified | Outfall | Rancho Santa Margarita | South | {AED9AC9A-14FC-4E0A-BDF2-5D947063BA3D} | Priority | Complete | 2016-06-01 07:00 | 2016-06-15 07:00 | Point | <Null> | -117.6138 | 33.6446 | Yes | L02-166-3 (L02P26) | <Null> | Easily accessible | 22 | 0.04033 | Below Average Discharge | 1.2505 | 0.068941 | 4.1077 | 0.16677 | 0.66114 | 0.025714 | 83 | <Null> | <Null> | Yes | <Null> | Yes
269 | L07 - Coto de Caza Golf and Raquet Club near Vista del Verde | 66 | 2024-01-09 18:06 | OCENVRESUSER | <Null> | <Null> | 261 | L01 | Verified | Outfall | Orange Co | South | {01783387-75A4-429B-918B-074CD3332D70} | Priority | <Null> | <Null> | <Null> | Point | <Null> | -117.5836 | 33.613 | Yes | L01-261-1 | <Null> | Easily accessible | 12 | 0.001535 | Below Average Discharge | 1.0067 | 0.038667 | 123.5833 | 0.008361 | 0.0252 | 0.000833 | 38 | <Null> | <Null> | <Null> | <Null> | <Null>
270 | <Null> | 66 | 2024-01-09 18:06 | OCENVRESUSER | <Null> | <Null> | 455 | L03 | Removed From Inventory | Outfall | San Juan Capistrano | South | {751178AF-9004-441B-8B78-C4089BB47779} | Not A Priority | <Null> | <Null> | <Null> | Point | <Null> | -117.6759 | 33.5374 | Yes | L03-455-1 | <Null> | Easily accessible | 8 | 0.001053 | Above Average Discharge | 0.38562 | 0.008875 | 31.1 | 0.000915 | 0.002 | 0.000214 | <Null> | <Null> | <Null> | <Null> | <Null> | <Null>
271 | <Null> | <Null> | 2024-01-26 17:49 | OCENVRESUSER | 78 | 36 | 455 | L03 | Verified | Box | San Juan Capistrano | South | {7E6762BC-9D48-4526-9D88-1BEE27C84D0A} | Not A Priority | <Null> | <Null> | <Null> | Point | <Null> | -117.6757 | 33.5374 | Unknown | L03-455-2 | <Null> | Easily accessible | 13 | 0 | Below Average Discharge | 0.28769 | 0.006308 | 4.6769 | 0.005791 | 0.041379 | 0 | <Null> | <Null> | <Null> | <Null> | <Null> | <Null>
272 | L03P37 | 66 | 2024-01-26 17:49 | OCENVRESUSER | <Null> | <Null> | 455 | L03 | Verified | Outfall | San Juan Capistrano | South | {EA609467-FD74-48DE-8B48-BB275FE1F19A} | Not A Priority | <Null> | <Null> | <Null> | Point | <Null> | -117.6756 | 33.5387 | Unknown | L03-455-3 (L03P37) | <Null> | Easily accessible | 15 | 0 | Equal | 0 | 0 | 0 | 0 | 0 | 0 | <Null> | <Null> | <Null> | <Null> | <Null> | <Null>
273 | <Null> | 60 | 2024-01-26 17:49 | OCENVRESUSER | <Null> | <Null> | 455 | L03 | Verified | Outfall | San Juan Capistrano | South | {600BD74A-455E-480D-969C-2F0102B60635} | Not A Priority | <Null> | <Null> | <Null> | Point | <Null> | -117.6754 | 33.5397 | Unknown | L03-455-4 | <Null> | Easily accessible | 11 | 0 | Equal | 0 | 0 | 0 | 0 | 0 | 0 | <Null> | <Null> | <Null> | <Null> | <Null> | <Null>
274 | <Null> | <Null> | 2024-01-09 18:06 | OCENVRESUSER | 3 | 6 | 455 | L03 | Verified | Box | Laguna Niguel | South | {3D94996A-864A-4B4A-93E9-6D4FAF24B1B7} | Not A Priority | <Null> | <Null> | <Null> | Point | <Null> | -117.6748 | 33.5432 | Unknown | L03-455-6 | <Null> | Easily accessible | 10 | 0 | Equal | 0 | 0 | 0 | 0 | 0 | 0 | <Null> | <Null> | <Null> | <Null> | <Null> | <Null>
275 | <Null> | 36 | 2024-01-09 18:06 | OCENVRESUSER | <Null> | <Null> | 455 | L03 | Verified | Outfall | Laguna Niguel | South | {0AAC6CCE-7032-4220-AA64-E80986CDB7F2} | Priority | Complete | 2016-08-11 07:00 | 2016-09-01 07:00 | Point | <Null> | -117.6747 | 33.5451 | Yes | L03-455-7 | <Null> | Easily accessible | 17 | 0.023762 | Below Average Discharge | 0.57412 | 0.038824 | 3.1341 | 0.052896 | 0.204 | 0.008 | 56 | <Null> | <Null> | <Null> | <Null> | <Null>
276 | <Null> | 36 | 2024-01-09 18:06 | OCENVRESUSER | 3 | 8 | 418 | L03 | Verified | Outfall | Laguna Niguel | South | {8087A7D1-E729-48B8-B8F0-6F542F01E3FD} | Priority | <Null> | <Null> | <Null> | Point | <Null> | -117.6745 | 33.5473 | Yes | L03-418-1 | <Null> | Easily accessible | 16 | 0.019409 | Below Average Discharge | 2.7031 | 0.018875 | 5.6212 | 0.063426 | 0.375 | 0.00528 | 50 | <Null> | <Null> | <Null> | <Null> | <Null>
285 | L04P08 | 48 | 2024-01-09 18:06 | OCENVRESUSER | <Null> | <Null> | 301 | L04 | Verified | Outfall | Mission Viejo | South | {214EC75B-5777-4611-BDFC-D8AD310BF1D9} | Priority | <Null> | <Null> | <Null> | Point | <Null> | -117.6744 | 33.5996 | Yes | L04-301-1 (L04P08) | <Null> | Easily accessible | 7 | 0.007 | Below Average Discharge | 0.69286 | 0.022857 | 5.9043 | 0.034968 | 0.16615 | 0.003 | 52 | <Null> | <Null> | <Null> | <Null> | <Null>
286 | L04P07 - flow meter up-gradient app 100 m | 90 | 2024-01-09 18:06 | OCENVRESUSER | <Null> | <Null> | 136 | L04 | Verified | Culvert | Mission Viejo | South | {61589644-F205-496C-A108-0B37A2DFD8A8} | Not A Priority | Complete | 2016-07-01 07:00 | 2016-07-18 07:00 | Point | <Null> | -117.6779 | 33.6069 | Yes | L04-136-1 (L04P07) | <Null> | Easily accessible | <Null> | <Null> | <Null> | <Null> | <Null> | <Null> | <Null> | <Null> | <Null> | <Null> | <Null> | <Null> | <Null> | <Null> | <Null>
280 | <Null> | 36 | 2024-01-09 18:06 | OCENVRESUSER | <Null> | <Null> | 708 | L03 | Verified | Outfall | Laguna Niguel | South | {44E024D0-D161-42C4-B953-3B26BC5AB579} | Priority | <Null> | <Null> | <Null> | Point | <Null> | -117.6765 | 33.5575 | Yes | L03-708-1 | <Null> | Easily accessible | 13 | 0.029 | 20% Or More Above Average Discharge | 0.76 | 0.046692 | 13.0308 | 0.018177 | 0.051 | 0.0003 | 45 | <Null> | <Null> | <Null> | <Null> | <Null>
281 | <Null> | 36 | 2024-01-09 18:06 | OCENVRESUSER | <Null> | <Null> | 708 | L03 | Verified | Outfall | Laguna Niguel | South | {80131D44-20B9-48C8-962C-C75A86DACEB2} | Priority | <Null> | <Null> | <Null> | Point | <Null> | -117.6765 | 33.5611 | Unknown | L03-708-5 | <Null> | Easily accessible | 10 | 0 | Below Average Discharge | 0.13 | 0.011 | 5.8 | 0.006287 | 0.0375 | 0 | 43 | <Null> | <Null> | <Null> | <Null> | <Null>
282 | L04P02 | 48 | 2024-01-09 18:06 | OCENVRESUSER | <Null> | <Null> | 702 | L04 | Verified | Outfall | Mission Viejo | South | {7FD1636E-ED34-4FE6-8232-0809F76D4268} | Priority | <Null> | <Null> | <Null> | Point | <Null> | -117.6733 | 33.5805 | Yes | L04-702-1 (L04P02) | <Null> | Easily accessible | 9 | 0 | Below Average Discharge | 0.74 | 0.05 | 11.5556 | 0.019946 | 0.057143 | 0 | 43 | <Null> | <Null> | <Null> | <Null> | <Null>
283 | <Null> | 36 | 2024-01-09 18:06 | OCENVRESUSER | <Null> | <Null> | 702 | L04 | Verified | Outfall | Mission Viejo | South | {9429FA86-6A47-441F-8775-95A2DA9CACC7} | Not A Priority | <Null> | <Null> | <Null> | Point | <Null> | -117.6734 | 33.5827 | Unknown | L04-702-4 | <Null> | Easily accessible | 13 | 0 | Equal | 0 | 0 | 0 | 0 | 0 | 0 | <Null> | <Null> | <Null> | <Null> | <Null> | <Null>
296 | <Null> | 48 | 2024-01-09 18:06 | OCENVRESUSER | <Null> | <Null> | 9110 | J07 | Verified | Outfall | Mission Viejo | South | {E0B5BFB0-FF67-482C-B2DA-0715F995C4FF} | Priority | <Null> | <Null> | <Null> | Point | <Null> | -117.6622 | 33.6361 | Yes | J07-9110-2 | <Null> | Easily accessible | 15 | 0.125 | 20% Or More Above Average Discharge | 0.44417 | 0.014806 | 22.9867 | 0.012035 | 0.125 | 0.0005 | 45 | <Null> | <Null> | <Null> | <Null> | <Null>
297 | <Null> | 36 | 2024-01-09 18:06 | OCENVRESUSER | <Null> | <Null> | 9109 | J07 | Verified | Outfall | Mission Viejo | South | {3908761B-6044-44D9-8A7D-054C86F6D560} | Priority | <Null> | <Null> | <Null> | Point | <Null> | -117.6592 | 33.6398 | Yes | J07-9109-1 | <Null> | Easily accessible | 7 | 0 | Below Average Discharge | 0.48429 | 0.037143 | 18.5143 | 0.008731 | 0.04 | 0 | 34 | <Null> | <Null> | <Null> | <Null> | <Null>
298 | <Null> | 36 | 2024-01-09 18:06 | OCENVRESUSER | <Null> | <Null> | 9110 | J07 | Verified | Outfall | Mission Viejo | South | {07F87B16-7752-4E0E-8F95-EF62C174A7F6} | Priority | <Null> | <Null> | <Null> | Point | <Null> | -117.6593 | 33.6396 | Yes | J07-9110-3 | <Null> | Easily accessible | 15 | 0.004258 | Below Average Discharge | 0.46821 | 0.028043 | 10.5127 | 0.010083 | 0.051546 | 0 | 43 | <Null> | <Null> | <Null> | <Null> | <Null>
299 | <Null> | 48 | 2024-01-09 18:06 | OCENVRESUSER | <Null> | <Null> | 9109 | J07 | Verified | Outfall | Mission Viejo | South | {728A2E3D-7087-4CD0-B654-7272B31DFBFB} | Priority | <Null> | <Null> | <Null> | Point | <Null> | -117.6576 | 33.6416 | Yes | J07-9109-2 | <Null> | Easily accessible | 5 | 0 | Below Average Discharge | 0.7 | 0.136 | 20.4 | 0.068072 | 0.21 | 0 | 23 | <Null> | <Null> | <Null> | <Null> | <Null>
300 | J07P02 | 78 | 2024-01-09 18:06 | OCENVRESUSER | <Null> | <Null> | 9109 | J07 | Verified | Outfall | Mission Viejo | South | {D0C41BF9-0216-43F4-8129-6EAC01EF1A03} | Priority | Complete | 2016-10-12 07:00 | 2016-11-27 08:00 | Point | <Null> | -117.6558 | 33.6464 | Yes | J07-9109-4 (J07P02) | <Null> | Easily accessible | 27 | 0.046452 | Below Average Discharge | 0.97185 | 0.10601 | 5.7456 | 0.18158 | 1.2375 | 0.012 | 54 | <Null> | <Null> | <Null> | Yes | <Null>
301 | L03P09 | 90 | 2024-01-09 18:06 | OCENVRESUSER | <Null> | <Null> | 691 | L03 | Verified | Outfall | Mission Viejo | South | {A46C6F40-FDBC-4070-86ED-866644B07428} | Priority | Complete | 2016-06-15 07:00 | 2016-06-30 07:00 | Point | <Null> | -117.662 | 33.5853 | Yes | L03-691-1 (L03P09) | <Null> | Easily accessible | 12 | 0.10098 | Below Average Discharge | 2.575 | 0.29833 | 43.3433 | 0.31644 | 0.57778 | 0.10098 | 39 | <Null> | <Null> | <Null> | <Null> | <Null>
302 | <Null> | 42 | 2024-01-09 18:06 | OCENVRESUSER | <Null> | <Null> | 316 | L03 | Verified | Outfall | Mission Viejo | South | {085CE6CF-F6A5-4D42-8E70-84B8F03CB7C2} | Priority | <Null> | <Null> | <Null> | Point | <Null> | -117.6597 | 33.5909 | Yes | L03-316-1 | <Null> | Easily accessible | 15 | 0.008129 | Below Average Discharge | 0.54667 | 0.022667 | 4.0467 | 0.036202 | 0.18 | 0.001286 | 59 | <Null> | <Null> | <Null> | <Null> | <Null>
303 | L03P12 - La Paz Rd | 78 | 2024-01-09 18:06 | OCENVRESUSER | <Null> | <Null> | 316 | L03 | Verified | Outfall | Mission Viejo | South | {ADF910F2-1925-4DDA-B329-3228C543E1CB} | Priority | Complete | 2016-06-16 07:00 | 2016-06-30 07:00 | Point | <Null> | -117.6559 | 33.596 | Yes | L03-316-3 (L03P12) | <Null> | Easily accessible | 23 | 0.22383 | Below Average Discharge | 0.99739 | 0.088261 | 2.8461 | 0.2691 | 0.72537 | 0.0585 | 77 | <Null> | <Null> | Yes | <Null> | Yes
304 | L03P11 | 60 | 2024-01-09 18:06 | OCENVRESUSER | <Null> | <Null> | 693 | L03 | Verified | Outfall | Mission Viejo | South | {EA5E6ACE-3E1C-43C1-8629-A007A2C06A36} | Priority | Complete | 2016-07-01 07:00 | 2016-07-18 07:00 | Point | <Null> | -117.6557 | 33.5978 | Yes | L03-693-1 (L03P11) | <Null> | Easily accessible | 19 | 0.112 | Below Average Discharge | 0.7879 | 0.058421 | 2.5968 | 0.11485 | 0.5329 | 0 | 55 | <Null> | <Null> | <Null> | <Null> | Yes
24005 | Casper's Park | 36 | 2024-01-09 18:06 | OCENVRESUSER | <Null> | <Null> | 399 | L01 | Verified | Culvert | Orange Co | South | {9F273F46-123A-4CB8-88E1-327AB79BEDBA} | <Null> | <Null> | <Null> | <Null> | Point | <Null> | -117.5465 | 33.5632 | Unknown | L01-399-1 | <Null> | Easily accessible | 2 | 0 | Equal | 0 | 0 | 0 | 0 | 0 | 0 | <Null> | <Null> | <Null> | <Null> | <Null> | <Null>
24006 | Casper's Park | 54 | 2024-01-09 18:06 | OCENVRESUSER | <Null> | <Null> | 399 | L01 | Verified | Outfall | Orange Co | South | {02BEB49C-F068-46E2-825C-68BD9C28CB4E} | <Null> | <Null> | <Null> | <Null> | Point | <Null> | -117.5467 | 33.5627 | Unknown | L01-399-2 | <Null> | Easily accessible | 2 | 0.0004 | Below Average Discharge | 0.4 | 0.015 | 45 | 0.001 | 0.0016 | 0.0004 | <Null> | <Null> | <Null> | <Null> | <Null> | <Null>
24391 | Crystal Cove at Moro Creek | 48 | 2024-01-09 18:06 | OCENVRESUSER | <Null> | <Null> | <Null> | LC01 | Verified | Outfall | Orange Co | South | {08E9EDB0-D8A8-4F38-B83C-6928D509B836} | Not A Priority | <Null> | <Null> | <Null> | Point | <Null> | -117.8214 | 33.561 | Yes | LC01-11480-1 | <Null> | Easily accessible | <Null> | <Null> | <Null> | <Null> | <Null> | <Null> | <Null> | <Null> | <Null> | <Null> | <Null> | <Null> | <Null> | <Null> | <Null>
25191 | Salt Creek Trail | 24 | 2024-01-09 18:06 | OCENVRESUSER | <Null> | <Null> | <Null> | <Null> | Verified | Outfall | Laguna Niguel | South | {50B068A8-810B-4277-BD5F-0EA6EA82C7E2} | <Null> | <Null> | <Null> | <Null> | Point | <Null> | -117.7074 | 33.5059 | Unknown | K01-12156-5 | <Null> | Easily accessible | 1 | 0.036 | Equal | 0.3 | 0.04 | 2 | 0.036 | 0.036 | 0.036 | <Null> | <Null> | <Null> | <Null> | <Null> | <Null>
25592 | Capistrano Beach | 36 | 2024-01-09 18:06 | OCENVRESUSER | <Null> | <Null> | 35 | SC11 | Verified | Outfall | Dana Point | South | {BBC10ACC-C12B-4BF8-854C-F341793E1E96} | <Null> | <Null> | <Null> | <Null> | Point | <Null> | -117.6711 | 33.457 | Unknown | SC11-035-3d | <Null> | Easily accessible | 3 | 0 | Equal | 0 | 0 | 0 | 0 | 0 | 0 | <Null> | <Null> | <Null> | <Null> | <Null> | <Null>
25595 | <Null> | 24 | 2024-01-09 18:06 | OCENVRESUSER | <Null> | <Null> | <Null> | M02 | Verified | Outfall | San Clemente | South | {852B7F34-E1A5-4D39-911F-20B18754C911} | <Null> | <Null> | <Null> | <Null> | Point | <Null> | -117.6238 | 33.4363 | Unknown | M02-061-9 | <Null> | Easily accessible | <Null> | <Null> | <Null> | <Null> | <Null> | <Null> | <Null> | <Null> | <Null> | <Null> | <Null> | <Null> | <Null> | <Null> | <Null>
25596 | L07P16 | 54 | 2024-01-09 18:06 | OCENVRESUSER | <Null> | <Null> | 242 | L01 | Verified | Outfall | Orange Co | South | {05755366-E1F2-43BB-A1D6-AC836A44F681} | Not A Priority | <Null> | <Null> | <Null> | Point | <Null> | -117.5826 | 33.6147 | Yes | L01-242-1 (L07P16) | <Null> | Easily accessible | <Null> | <Null> | <Null> | <Null> | <Null> | <Null> | <Null> | <Null> | <Null> | <Null> | <Null> | <Null> | <Null> | <Null> | <Null>
25597 | Dana Point Harbor | <Null> | 2024-01-09 18:06 | OCENVRESUSER | <Null> | <Null> | <Null> | <Null> | Verified | Manhole | Dana Point | South | {5F8C3B44-87EA-4685-A9F9-783036843DCA} | <Null> | <Null> | <Null> | <Null> | Point | <Null> | -117.7014 | 33.4634 | Unknown | L00-12094-1d | <Null> | Easily accessible | 1 | 0 | Equal | 0 | 0 | 0 | 0 | 0 | 0 | <Null> | <Null> | <Null> | <Null> | <Null> | <Null>
25997 | ds of Bells Vireo | 36 | 2024-01-09 18:06 | OCENVRESUSER | <Null> | <Null> | <Null> | <Null> | Verified | Outfall | Aliso Viejo | South | {CEFC14D7-9ED9-43A9-BA53-748978BC75CB} | <Null> | <Null> | <Null> | <Null> | Point | <Null> | -117.7495 | 33.5935 | Yes | I01-11503-5 | <Null> | Easily accessible | <Null> | <Null> | <Null> | <Null> | <Null> | <Null> | <Null> | <Null> | <Null> | <Null> | <Null> | <Null> | <Null> | <Null> | <Null>
26797 | Coto de Caza East | 36 | 2024-01-09 18:06 | OCENVRESUSER | <Null> | <Null> | <Null> | <Null> | Verified | Outfall | Orange Co | South | {A7A8FD25-EE3B-48B7-BEA2-B78102735AA7} | <Null> | <Null> | <Null> | <Null> | Point | <Null> | -117.5824 | 33.6155 | Yes | L01-733-7 | <Null> | Easily accessible | 4 | 0.016891 | Below Average Discharge | 0.8175 | 0.0575 | 4.17 | 0.069986 | 0.14546 | 0.016891 | <Null> | <Null> | <Null> | <Null> | <Null> | <Null>
26798 | Capistrano Beach | 36 | 2024-01-09 18:06 | OCENVRESUSER | <Null> | <Null> | <Null> | SC10 | Verified | Outfall | Dana Point | South | {748CBFDA-8025-4C6A-B624-233108952C44} | <Null> | <Null> | <Null> | <Null> | Point | <Null> | -117.6654 | 33.4531 | Unknown | SC10-075-1d | <Null> | Easily accessible | <Null> | <Null> | <Null> | <Null> | <Null> | <Null> | <Null> | <Null> | <Null> | <Null> | <Null> | <Null> | <Null> | <Null> | <Null>
18760 | Cherry Ave | 33 | 2024-01-09 18:06 | OCENVRESUSER | <Null> | <Null> | 10006 | J01 | Verified | Outfall | Lake Forest | South | {04DAE3FD-BC37-470C-8935-AA2C85E332E3} | <Null> | <Null> | <Null> | <Null> | Point | <Null> | -117.6803 | 33.6296 | Yes | J01-10006-3 | <Null> | Easily accessible | 3 | 0.20559 | 20% Or More Above Average Discharge | 1.4 | 0.231 | 17.3333 | 0.12053 | 0.20559 | 0.036 | <Null> | <Null> | <Null> | <Null> | <Null> | <Null>
19160 |  | 36 | 2024-01-26 17:49 | OCENVRESUSER | <Null> | <Null> | 749 | L01 | Verified | Outfall | San Juan Capistrano | South | {F974B699-BEF5-4874-8BF5-762E5BABC0EC} | <Null> | <Null> | <Null> | <Null> | Point | <Null> | -117.6403 | 33.5077 | Yes | L01-749-2d | <Null> | Easily accessible | 2 | 0.083505 | Above Average Discharge | 1.85 | 0.275 | 38.2 | 0.081752 | 0.083505 | 0.08 | <Null> | <Null> | <Null> | <Null> | <Null> | <Null>
19161 | 735Added | 32 | 2024-01-26 17:49 | OCENVRESUSER | <Null> | <Null> | 541 | L02 | Verified | Outfall | San Juan Capistrano | South | {5FBE424A-82D4-4B9A-878F-235A42E31B77} | <Null> | <Null> | <Null> | <Null> | Point | <Null> | -117.6674 | 33.502 | Unknown | L02-541-10 | <Null> | Easily accessible | 4 | 0 | Below Average Discharge | 0.275 | 0.01 | 23.25 | 0.001378 | 0.004615 | 0 | <Null> | <Null> | <Null> | <Null> | <Null> | <Null>
19162 | <Null> | 24 | 2024-01-26 17:49 | OCENVRESUSER | <Null> | <Null> | 571 | L02 | Verified | Outfall | San Juan Capistrano | South | {14271B65-5166-425D-ABA5-8AD3E70DEEC5} | <Null> | <Null> | <Null> | <Null> | Point | <Null> | -117.6657 | 33.4975 | Yes | L02-571-6 | <Null> | Easily accessible | 2 | 0.001667 | 20% Or More Above Average Discharge | 0.6 | 0.0105 | 63 | 0.000857 | 0.001667 | 4.7e-05 | <Null> | <Null> | <Null> | <Null> | <Null> | <Null>
19163 |  | 24 | 2024-01-26 17:49 | OCENVRESUSER | <Null> | <Null> | 724 | L01 | Verified | Outfall | San Juan Capistrano | South | {66D5C4D3-4FC4-48A0-A65E-4173CCA7A53B} | <Null> | <Null> | <Null> | <Null> | Point | <Null> | -117.6773 | 33.4818 | Unknown | L01-724-5 | <Null> | Easily accessible | 2 | 0.0144 | 20% Or More Above Average Discharge | 0.2 | 0.015 | 2.5 | 0.0072 | 0.0144 | 0 | <Null> | <Null> | <Null> | <Null> | <Null> | <Null>
21581 | Salt Creek K01-LN-1 for CHWSRS | 90 | 2024-01-09 18:06 | OCENVRESUSER | <Null> | <Null> | 12156 | K01 | Verified | Culvert | Laguna Niguel | South | {6FB4B9E1-BF9D-41E3-9F3C-703D525B54CD} | <Null> | <Null> | <Null> | <Null> | Point | <Null> | -117.7149 | 33.4953 | Yes | K01-12156-6 | <Null> | Easily accessible | 7 | 1.2343 | 20% Or More Above Average Discharge | 1.6143 | 0.10933 | 2.0657 | 0.56464 | 1.2343 | 0.3072 | <Null> | <Null> | Yes | <Null> | <Null> | <Null>
21982 | DSB-4 outfall may be buried previous inspections at culvert along PCH | 36 | 2024-01-09 18:06 | OCENVRESUSER | <Null> | <Null> | 728 | L01 | Verified | Outfall | Dana Point | South | {7A1311A3-7766-418C-8495-C9A419F65188} | Not A Priority | <Null> | <Null> | <Null> | Point | <Null> | -117.6774 | 33.4607 | Unknown | L01-728-8d | <Null> | Easily accessible | 10 | 0 | Equal | 0 | 0 | 0 | 0 | 0 | 0 | <Null> | <Null> | <Null> | <Null> | <Null> | <Null>
21983 | DSB-3 | 36 | 2024-01-09 18:06 | OCENVRESUSER | <Null> | <Null> | 35 | SC11 | Verified | Outfall | Dana Point | South | {3B52E0AD-1DF2-44A3-B49D-8D34966FF565} | Not A Priority | <Null> | <Null> | <Null> | Point | <Null> | -117.6757 | 33.4596 | Unknown | SC11-035-1d | <Null> | Easily accessible | 2 | 0 | Equal | 0 | 0 | 0 | 0 | 0 | 0 | <Null> | <Null> | <Null> | <Null> | <Null> | <Null>
21984 | DSB-2 outfall may be buried | 36 | 2024-01-09 18:06 | OCENVRESUSER | <Null> | <Null> | 35 | SC11 | Verified | Outfall | Dana Point | South | {0E4D95D6-8AD7-457D-929B-ABD734ED7531} | <Null> | <Null> | <Null> | <Null> | Point | <Null> | -117.674 | 33.4586 | Unknown | SC11-035-2d | <Null> | Easily accessible | 2 | 0 | Equal | 0 | 0 | 0 | 0 | 0 | 0 | <Null> | <Null> | <Null> | <Null> | <Null> | <Null>
22787 | <Null> | 24 | 2024-01-09 18:06 | OCENVRESUSER | <Null> | <Null> | 9215 | J03 | Verified | Outfall | Laguna Niguel | South | {D93FEA5F-0B60-4C81-B589-B4800BB61972} | <Null> | <Null> | <Null> | <Null> | Point | <Null> | -117.7 | 33.5355 | Unknown | J03-9215-5 | <Null> | Easily accessible | <Null> | <Null> | <Null> | <Null> | <Null> | <Null> | <Null> | <Null> | <Null> | <Null> | <Null> | <Null> | <Null> | <Null> | <Null>
22788 | <Null> | 24 | 2024-01-09 18:06 | OCENVRESUSER | <Null> | <Null> | 9215 | J03 | Verified | Outfall | Laguna Niguel | South | {09DC524D-5301-416F-8711-9CF0D910AA22} | <Null> | <Null> | <Null> | <Null> | Point | <Null> | -117.7016 | 33.5341 | Unknown | J03-9215-6 | <Null> | Easily accessible | 1 | 0.001 | Equal | 0.2 | 0.01 | 12 | 0.001 | 0.001 | 0.001 | <Null> | <Null> | <Null> | <Null> | <Null> | <Null>
23191 | <Null> | 24 | 2024-01-09 18:06 | OCENVRESUSER | <Null> | <Null> | <Null> | J03 | Verified | Outfall | Laguna Niguel | South | {074DF43E-9DE2-4BCB-BD7B-D73053E079BA} | <Null> | <Null> | <Null> | <Null> | Point | <Null> | -117.7101 | 33.5281 | Unknown | J03-9216-3 | <Null> | Easily accessible | 1 | 0.00096 | Equal | 0.8 | 0.01 | 50 | 0.00096 | 0.00096 | 0.00096 | <Null> | <Null> | <Null> | <Null> | <Null> | <Null>
23192 | 2 18 inch pipes | 36 | 2024-01-09 18:06 | OCENVRESUSER | <Null> | <Null> | 9216 | J03 | Verified | Outfall | Laguna Niguel | South | {17A4B537-06CB-4914-A505-354A1A88B51B} | <Null> | <Null> | <Null> | <Null> | Point | <Null> | -117.7098 | 33.5282 | Yes | J03-9216-5 | <Null> | Difficult accessibility | <Null> | <Null> | <Null> | <Null> | <Null> | <Null> | <Null> | <Null> | <Null> | <Null> | <Null> | <Null> | <Null> | <Null> | <Null>
23991 | Shorecliffs Golf Course | 24 | 2024-01-09 18:06 | OCENVRESUSER | <Null> | <Null> | 124 | M01 | Verified | Outfall | San Clemente | South | {3C10374E-9978-4CE0-9BF3-71446801F98A} | <Null> | <Null> | <Null> | <Null> | Point | <Null> | -117.6424 | 33.4585 | Yes | M01-124-5 | <Null> | Difficult accessibility | 5 | 0.043179 | 20% Or More Above Average Discharge | 0.706 | 0.052 | 10.676 | 0.02362 | 0.047618 | 0.002625 | <Null> | <Null> | <Null> | <Null> | <Null> | <Null>
23995 | M02 us diversion | 18 | 2024-01-09 18:06 | OCENVRESUSER | <Null> | <Null> | 61 | M02 | Verified | Outfall | San Clemente | South | {1C828B0D-CFE9-43C9-9462-7F4884283466} | <Null> | <Null> | <Null> | <Null> | Point | <Null> | -117.6293 | 33.4343 | Unknown | M02-061-8 | <Null> | Difficult accessibility | 1 | 0.0096 | Equal | 0.4 | 0.02 | 5 | 0.0096 | 0.0096 | 0.0096 | <Null> | <Null> | <Null> | <Null> | <Null> | <Null>
17494 | CDC12Added - need to verify | <Null> | 2024-01-09 18:06 | OCENVRESUSER | <Null> | <Null> | 372 | L01 | Verified | Manhole | Orange Co | South | {A468823F-403A-42EB-9510-8647C23C9872} | <Null> | <Null> | <Null> | <Null> | Point | <Null> | -117.585 | 33.569 | Unknown | L01-372-2 | <Null> | Difficult accessibility | <Null> | <Null> | <Null> | <Null> | <Null> | <Null> | <Null> | <Null> | <Null> | <Null> | <Null> | <Null> | <Null> | <Null> | <Null>
22791 | CMP from Chrisanta | 24 | 2024-01-09 18:06 | OCENVRESUSER | <Null> | <Null> | 266 | L04 | Verified | Outfall | Mission Viejo | South | {FAA48C72-5CAE-4AC7-B2D7-B68445B40D73} | <Null> | <Null> | <Null> | <Null> | Point | <Null> | -117.6748 | 33.6037 | Unknown | L04-266-7 | <Null> | Difficult accessibility | 1 | 0.096 | Equal | 0.8 | 0.1 | 5 | 0.096 | 0.096 | 0.096 | <Null> | <Null> | <Null> | <Null> | <Null> | <Null>
21985 | <Null> | 18 | 2024-01-09 18:06 | OCENVRESUSER | <Null> | <Null> | 50 | M01 | Verified | Outfall | San Clemente | South | {97157CED-93B1-4B96-8997-1A89C792F9BE} | <Null> | <Null> | <Null> | <Null> | Point | <Null> | -117.6437 | 33.444 | Unknown | M01-050-8 | <Null> | Difficult accessibility | 1 | 0.002 | Equal | 0.2 | 0.01 | 6 | 0.002 | 0.002 | 0.002 | <Null> | <Null> | <Null> | <Null> | <Null> | <Null>
22385 | <Null> | <Null> | 2024-01-09 18:06 | OCENVRESUSER | <Null> | <Null> | 11195 | I01 | Verified | Culvert | Aliso Viejo | South | {86E3548C-66A9-4F7B-BC80-1C6D6520BA51} | Priority | <Null> | <Null> | <Null> | Point | <Null> | -117.7516 | 33.5899 | Yes | I01-11195-2 | <Null> | Difficult accessibility | 4 | 0.34771 | Above Average Discharge | 1.85 | 0.10668 | 3.7825 | 0.32543 | 0.5175 | 0.18 | 55 | <Null> | <Null> | <Null> | <Null> | <Null>
22785 | <Null> | 36 | 2024-01-09 18:06 | OCENVRESUSER | <Null> | <Null> | 50 | M01 | Verified | Outfall | San Clemente | South | {C9AF768A-2A02-4DA5-A0A2-B1935AC72D2C} | <Null> | <Null> | <Null> | <Null> | Point | <Null> | -117.6438 | 33.443 | Unknown | M01-050-7 | <Null> | Difficult accessibility | 2 | 8e-06 | 20% Or More Above Average Discharge | 0.05 | 5e-05 | 4 | 4e-06 | 8e-06 | 0 | <Null> | <Null> | <Null> | <Null> | <Null> | <Null>
279 | <Null> | 66 | 2024-01-09 18:06 | OCENVRESUSER | <Null> | <Null> | 418 | L03 | Verified | Outfall | Laguna Niguel | South | {4224C49D-E7E1-4F5C-9724-113E11C9E9A8} | Priority | Complete | 2016-06-16 07:00 | 2016-06-30 07:00 | Point | <Null> | -117.6763 | 33.5576 | Yes | L03-418-8 | <Null> | Difficult accessibility | 23 | 0.10454 | Below Average Discharge | 1.1987 | 0.079 | 5.0765 | 0.14294 | 0.80368 | 0.024 | 61 | <Null> | <Null> | Yes | <Null> | Yes
262 | L02P28 | 54 | 2024-01-09 18:06 | OCENVRESUSER | <Null> | <Null> | 622 | L02 | Verified | Outfall | Rancho Santa Margarita | South | {A8A6C5E9-EB4C-4FB5-8B4D-A18B9FBF9A32} | Not A Priority | <Null> | <Null> | <Null> | Point | <Null> | -117.6158 | 33.6359 | Unknown | L02-622-1 (L02P28) | <Null> | Difficult accessibility | 7 | 0 | Below Average Discharge | 0.27714 | 0.04 | 2.6843 | 0.014251 | 0.0825 | 0 | <Null> | <Null> | <Null> | <Null> | <Null> | <Null>
263 | L02PXX | 54 | 2024-01-09 18:06 | OCENVRESUSER | <Null> | <Null> | 166 | L02 | Verified | Outfall | Rancho Santa Margarita | South | {16A76DB0-63C1-4ED7-8125-2F40FB1F2F53} | Not A Priority | <Null> | <Null> | <Null> | Point | <Null> | -117.6196 | 33.6365 | Unknown | L02-166-1 (L02PXX) | <Null> | Difficult accessibility | 8 | 0.05608 | 20% Or More Above Average Discharge | 0.79 | 0.0425 | 5.8738 | 0.041916 | 0.135 | 0.00625 | <Null> | <Null> | <Null> | <Null> | <Null> | <Null>
264 | L02P32; O'Neill Regional Park | 72 | 2024-01-09 18:06 | OCENVRESUSER | <Null> | <Null> | 622 | L02 | Verified | Outfall | Rancho Santa Margarita | South | {5F2234C7-A979-43B9-AF39-605D9C45E5BC} | Not A Priority | Complete | 2017-05-05 | 2017-08-13 | Point | <Null> | -117.6025 | 33.6472 | Yes | L02-622-2 (L02P32) | <Null> | Difficult accessibility | 13 | 0.12 | Above Average Discharge | 0.91461 | 0.053077 | 3.3531 | 0.10028 | 0.231 | 0.021 | <Null> | <Null> | <Null> | <Null> | <Null> | <Null>
260 | L02P43 | 45 | 2024-01-09 18:06 | OCENVRESUSER | <Null> | <Null> | 359 | L02 | Verified | Outfall | Orange Co | South | {5281A820-F1BE-47B1-99ED-ECE4A151A02B} | Not A Priority | <Null> | <Null> | <Null> | Point | <Null> | -117.6402 | 33.5785 | Yes | L02-359-1 (L02P43) | <Null> | Difficult accessibility | 6 | 0.0045 | Below Average Discharge | 0.40833 | 0.016833 | 7.8333 | 0.010162 | 0.04 | 0 | <Null> | <Null> | <Null> | <Null> | <Null> | <Null>
246 | M02P08 | 36 | 2024-01-09 18:06 | OCENVRESUSER | <Null> | <Null> | 28 | M02 | Not-Found | Outfall | San Clemente | South | {F090A1B3-F837-45EA-8975-5B69E5972665} | Not A Priority | <Null> | <Null> | <Null> | Point | <Null> | -117.5912 | 33.4598 | Unknown | M02-028-1 (M02P08) | <Null> | Difficult accessibility | <Null> | <Null> | <Null> | <Null> | <Null> | <Null> | <Null> | <Null> | <Null> | <Null> | <Null> | <Null> | <Null> | <Null> | <Null>
318 | near Youth Athletic Park | 108 | 2024-01-09 18:06 | OCENVRESUSER | <Null> | <Null> | 73 | L03 | Removed From Inventory | Culvert | Mission Viejo | South | {E8B6231B-E893-43DA-8BB4-D83B453A5E99} | Not A Priority | Complete | 2016-07-01 07:00 | 2016-07-18 07:00 | Point | <Null> | -117.6393 | 33.6442 | Yes | L03-073-3 | <Null> | Difficult accessibility | 16 | 0.11571 | Below Average Discharge | 1.7381 | 0.091563 | 6.4594 | 0.2071 | 0.72286 | 0.0798 | <Null> | <Null> | <Null> | <Null> | <Null> | Yes
289 | Daylight of La Paz Channel. Edited size from 84”. south-east corner of intersection Jeronimo Road with Montilla | 78 | 2024-01-09 18:06 | OCENVRESUSER | <Null> | <Null> | 266 | L04 | Verified | Outfall | Mission Viejo | South | {9CBD6267-1249-4AB5-AA53-A9CD65501C1D} | Priority | Complete | 2016-06-30 07:00 | 2016-07-18 07:00 | Point | <Null> | -117.6689 | 33.6073 | Yes | L04-266-5 | <Null> | Difficult accessibility | 19 | 0.50514 | Above Average Discharge | 3.3347 | 0.43368 | 22.5937 | 0.4589 | 0.80769 | 0.14338 | 96 | <Null> | <Null> | Yes | <Null> | Yes
311 | <Null> | 48 | 2024-01-09 18:06 | OCENVRESUSER | <Null> | <Null> | 662 | L03 | Verified | Outfall | Mission Viejo | South | {B513414F-444B-44D6-A7C7-D5437FDBC543} | Not A Priority | <Null> | <Null> | <Null> | Point | <Null> | -117.6502 | 33.6181 | Yes | L03-662-1 | <Null> | Difficult accessibility | 6 | 0.018 | Below Average Discharge | 0.30833 | 0.0295 | 3 | 0.022101 | 0.045 | 0.01 | <Null> | <Null> | <Null> | <Null> | <Null> | <Null>
333 | <Null> | 36 | 2024-01-09 18:06 | OCENVRESUSER | <Null> | <Null> | 391 | L01 | Verified | Outfall | Orange Co | South | {6ACA9BF4-266E-4C31-8EE3-75E5E450E45E} | Not A Priority | <Null> | <Null> | <Null> | Point | <Null> | -117.5859 | 33.5761 | Yes | L01-391-1 | <Null> | Difficult accessibility | 1 | 0 | Equal | 0 | 0 | 0 | 0 | 0 | 0 | <Null> | <Null> | <Null> | <Null> | <Null> | <Null>
241 | <Null> | 72 | 2024-01-09 18:06 | OCENVRESUSER | <Null> | <Null> | 514 | L01 | Verified | Outfall | Orange Co | South | {7A6C6799-AB04-4589-9958-5C84F3951CFC} | Not A Priority | <Null> | <Null> | <Null> | Point | <Null> | -117.6229 | 33.5239 | Yes | L01-514-1 | <Null> | Difficult accessibility | 5 | 0.0048 | Below Average Discharge | 3.61 | 0.02 | 22 | 0.019417 | 0.057143 | 0.0048 | <Null> | <Null> | <Null> | <Null> | <Null> | <Null>
254 | L08TBN1 | 60 | 2024-01-09 18:06 | OCENVRESUSER | <Null> | <Null> | 223 | L01 | Verified | Outfall | Rancho Santa Margarita | South | {920D2923-A87E-4A8C-864D-656B0F11E23F} | Priority | <Null> | <Null> | <Null> | Point | <Null> | -117.5646 | 33.6207 | Yes | L01-223-1 (L08TBN1) | <Null> | Difficult accessibility | 14 | 0.0084 | Below Average Discharge | 0.50214 | 0.028336 | 4.1357 | 0.053353 | 0.21 | 0.000833 | 52 | <Null> | <Null> | <Null> | <Null> | <Null>
255 | L08TBN2 - Dove Canyon Golf Course off Sycamore Canyon Dr | 108 | 2024-01-09 18:06 | OCENVRESUSER | <Null> | <Null> | 731 | L01 | Verified | Outfall | Rancho Santa Margarita | South | {3FE0C68B-3BC3-480E-9B51-1965BD8A122E} | Not A Priority | <Null> | <Null> | <Null> | Point | <Null> | -117.566 | 33.6252 | Yes | L01-731-1 (L08TBN2) | <Null> | Difficult accessibility | 15 | 0.042 | Below Average Discharge | 1.958 | 0.13789 | 5.9313 | 0.31445 | 1.1242 | 0.038494 | <Null> | <Null> | <Null> | Yes | <Null> | <Null>
256 | Robinson ranch off heritage | 66 | 2024-01-09 18:06 | OCENVRESUSER | <Null> | <Null> | 125 | L01 | Verified | Outfall | Rancho Santa Margarita | South | {5903AEF4-DE41-446D-A41A-D3014DC8AD95} | Not A Priority | <Null> | <Null> | <Null> | Point | <Null> | -117.5671 | 33.6513 | Yes | L01-125-1 | <Null> | Difficult accessibility | 2 | 2.5 | Equal | 5 | 3 | 20 | 2.5 | 2.5 | 2.5 | <Null> | <Null> | <Null> | <Null> | <Null> | <Null>
257 | <Null> | 45 | 2024-01-09 18:06 | OCENVRESUSER | <Null> | <Null> | 125 | L01 | Verified | Outfall | Rancho Santa Margarita | South | {DD113CF9-A134-4437-879D-CFE4C8EED772} | Not A Priority | <Null> | <Null> | <Null> | Point | <Null> | -117.5593 | 33.6554 | Yes | L01-125-2 | <Null> | Difficult accessibility | 2 | 0 | Below Average Discharge | 0.15 | 0.35 | 15 | 0.021 | 0.042 | 0 | <Null> | <Null> | <Null> | <Null> | <Null> | <Null>
218 | K01P08 | 72 | 2024-01-09 18:06 | OCENVRESUSER | <Null> | <Null> | 12058 | K01 | Verified | Outfall | Laguna Niguel | South | {4C787A96-7840-4AA0-A3A0-EED192734DC5} | Priority | Complete | 2016-06-15 07:00 | 2016-06-30 07:00 | Point | <Null> | -117.6946 | 33.5113 | Yes | K01-12058-1 (K01P08) | <Null> | Difficult accessibility | 19 | 0.072 | Below Average Discharge | 0.78088 | 0.049342 | 2.3288 | 0.16697 | 1.44 | 0.026667 | 67 | <Null> | <Null> | <Null> | <Null> | <Null>
219 | K01P09 | 72 | 2024-01-09 18:06 | OCENVRESUSER | <Null> | <Null> | 12058 | K01 | Verified | Outfall | Laguna Niguel | South | {C0A795C3-4CA5-4BFE-8231-8B5C12D45F49} | Priority | Complete | 2016-06-15 07:00 | 2016-06-30 07:00 | Point | <Null> | -117.6946 | 33.5112 | Yes | K01-12058-2 (K01P09) | <Null> | Difficult accessibility | 18 | 0.105 | Below Average Discharge | 0.80822 | 0.0469 | 2.8667 | 0.12576 | 0.84 | 0.018 | 64 | <Null> | <Null> | <Null> | <Null> | <Null>
221 | Circular drain on top of cliff, drains into ponded water. Standing pipe at bottom of cliff is connected to a conduit connected to outlet at Harbor. | 66 | 2024-01-09 18:06 | OCENVRESUSER | <Null> | <Null> | 12094 | L00 | Removed From Inventory | Outfall | Dana Point | South | {DD00A74D-6154-40A8-AE65-13AFB818C5EA} | Not A Priority | Complete | 2017-08-08 | 2017-11-16 | Point | <Null> | -117.7013 | 33.4638 | Yes | L00-12094-1 (L00P01) | <Null> | Difficult accessibility | 12 | 0.0288 | 20% Or More Above Average Discharge | 0.39167 | 0.012333 | 4.3033 | 0.016741 | 0.12 | 0 | <Null> | <Null> | <Null> | <Null> | <Null> | <Null>
222 | CalTrans outfall per LZ. Need to verify drainage | 54 | 2024-01-09 18:06 | OCENVRESUSER | <Null> | <Null> | 728 | L01 | Verified | Outfall | Dana Point | South | {A59E35B2-C9EC-4E24-9DB6-266C60FCB072} | Not A Priority | <Null> | <Null> | <Null> | Point | <Null> | -117.6822 | 33.4647 | Yes | L01-728-2 | <Null> | Difficult accessibility | 8 | 0.005202 | 20% Or More Above Average Discharge | 0.37125 | 0.009375 | 10.99 | 0.002166 | 0.00525 | 0 | <Null> | <Null> | <Null> | <Null> | <Null> | <Null>
243 | <Null> | 96 | 2024-01-09 18:06 | OCENVRESUSER | <Null> | <Null> | 458 | L01 | Verified | Outfall | Orange Co | South | {12B3B591-46D7-4C09-AEF9-0205FDAAC85B} | Not A Priority | <Null> | <Null> | <Null> | Point | <Null> | -117.6151 | 33.525 | Unknown | L01-458-1 | <Null> | Difficult accessibility | 4 | 0.0015 | 20% Or More Above Average Discharge | 0.175 | 0.00375 | 5.5 | 0.000675 | 0.0015 | 0 | <Null> | <Null> | <Null> | <Null> | <Null> | <Null>
244 | M03P01 | 42 | 2024-01-09 18:06 | OCENVRESUSER | <Null> | <Null> | 86 | SM01 | Verified | Outfall | San Clemente | South | {51E3B119-6EF4-4695-B9F3-3FFABED66286} | Not A Priority | <Null> | <Null> | <Null> | Point | <Null> | -117.5736 | 33.456 | Yes | SM01-086-1 (M03P01) | <Null> | Difficult accessibility | <Null> | <Null> | <Null> | <Null> | <Null> | <Null> | <Null> | <Null> | <Null> | <Null> | <Null> | <Null> | <Null> | <Null> | <Null>
194 | <Null> | 60 | 2024-01-26 17:49 | OCENVRESUSER | <Null> | <Null> | 766 | L01 | Verified | Outfall | San Juan Capistrano | South | {318F725A-895C-4980-B214-CEAEA72603EF} | Not A Priority | <Null> | <Null> | <Null> | Point | <Null> | -117.6668 | 33.4875 | Unknown | L01-766-5 | <Null> | Difficult accessibility | 11 | 0 | Equal | 0 | 0 | 0 | 0 | 0 | 0 | <Null> | <Null> | <Null> | <Null> | <Null> | <Null>
195 | San Juan Creek Trail | 48 | 2024-01-26 17:49 | OCENVRESUSER | <Null> | <Null> | 766 | L01 | Verified | Outfall | San Juan Capistrano | South | {48ACB168-9928-43C5-AAD8-5119F46F8CD3} | Not A Priority | <Null> | <Null> | <Null> | Point | <Null> | -117.6676 | 33.4877 | Unknown | L01-766-4 | <Null> | Difficult accessibility | 8 | 0 | Below Average Discharge | 0.125 | 0.0025 | 4.75 | 0.001979 | 0.015 | 0 | <Null> | <Null> | <Null> | <Null> | <Null> | <Null>
212 | <Null> | 42 | 2024-01-09 18:06 | OCENVRESUSER | <Null> | <Null> | 12156 | K01 | Verified | Outfall | Laguna Niguel | South | {5534FF00-8FE3-41EF-BF46-3A596527C17F} | Not A Priority | <Null> | <Null> | <Null> | Point | <Null> | -117.7129 | 33.4969 | Yes | K01-12156-1 | <Null> | Difficult accessibility | 1 | <Null> | <Null> | <Null> | <Null> | 6 | <Null> | <Null> | <Null> | <Null> | <Null> | <Null> | <Null> | <Null> | <Null>
203 | K01S01 | 120 | 2024-01-09 18:06 | OCENVRESUSER | <Null> | <Null> | 12126 | K01 | Verified | Outfall | Dana Point | South | {4B95CAAB-3599-40EF-9AEE-7EB6755113A0} | Priority | Complete | 2016-05-25 07:00 | 2016-06-09 07:00 | Point | <Null> | -117.7199 | 33.484 | Yes | K01-12126-1 (K01S01) | <Null> | Difficult accessibility | 25 | 0.126 | Below Average Discharge | 2.0584 | 0.10903 | 3.5104 | 0.45535 | 0.82286 | 0.096067 | 78 | <Null> | <Null> | Yes | <Null> | Yes
36 | J01TBN6 | 0 | 2024-01-09 18:06 | OCENVRESUSER | <Null> | <Null> | 10019 | J01 | Not-Found | Outfall | Aliso Viejo | South | {A628C928-7504-463F-B71A-9F28537FB823} | Not A Priority | <Null> | <Null> | <Null> | Point | <Null> | -117.7182 | 33.5653 | Unknown | J01-10019-2 (J01TBN6) | <Null> | Difficult accessibility | 1 | 0 | Equal | 0 | 0 | 0 | 0 | 0 | 0 | <Null> | <Null> | <Null> | <Null> | <Null> | <Null>
12 | J01P28 - Treatment system | 96 | 2024-01-09 18:06 | OCENVRESUSER | <Null> | <Null> | 9131 | J01 | Verified | Outfall | Aliso Viejo | South | {3F8450D4-0881-4A9D-829A-4B4707912F53} | Priority | Deployed | 2016-05-26 07:00 | <Null> | Point | <Null> | -117.7159 | 33.5747 | Yes | J01-9131-1 (J01P28) | <Null> | Difficult accessibility | 19 | 0.09 | 20% Or More Above Average Discharge | 1.3326 | 0.039444 | 3.3332 | 0.070401 | 0.336 | 0 | 51 | <Null> | <Null> | Yes | <Null> | Yes
13 | J01P33 | 42 | 2024-01-09 18:06 | OCENVRESUSER | <Null> | <Null> | 10019 | J01 | Verified | Outfall | Aliso Viejo | South | {65AB7468-482A-4869-8212-F73F5CC03224} | Priority | <Null> | <Null> | <Null> | Point | <Null> | -117.7184 | 33.5646 | Yes | J01-10019-1 (J01P33) | <Null> | Difficult accessibility | 14 | 0.0096 | 20% Or More Above Average Discharge | 0.38043 | 0.020743 | 11.5821 | 0.007265 | 0.025714 | 0.0006 | 27 | <Null> | <Null> | <Null> | <Null> | <Null>
14 | L11P01 | 66 | 2024-01-26 17:41 | OCENVRESUSER | <Null> | <Null> | 640 | L02 | Verified | Outfall | Rancho Santa Margarita | South | {47F2CB46-F01F-4454-981E-098E7CCE32F4} | Priority | Complete | 2016-06-16 07:00 | 2016-06-30 07:00 | Point | <Null> | -117.6166 | 33.6105 | Yes | L02-246-1 (L11P01) | <Null> | Difficult accessibility | 20 | 0.0616 | Above Average Discharge | 1.205 | 0.072 | 10.7995 | 0.051586 | 0.093976 | 0.006685 | 71 | <Null> | <Null> | Yes | <Null> | <Null>
7 | L02P45 (access at Arroyo Vista and Paraiso) | 42 | 2024-01-09 18:06 | OCENVRESUSER | <Null> | <Null> | 204 | L02 | Verified | Outfall | Rancho Santa Margarita | South | {41CB5673-9B11-493E-B0F9-13C85AD6312E} | Not A Priority | <Null> | <Null> | <Null> | Point | <Null> | -117.6233 | 33.6191 | Unknown | L02-204-1 (L02P45) | <Null> | Difficult accessibility | 9 | 0.013333 | Below Average Discharge | 0.72222 | 0.025556 | 5.9367 | 0.021742 | 0.06 | 0.003333 | <Null> | <Null> | <Null> | <Null> | <Null> | <Null>
24 | Daylight of Glass Creek | 54 | 2024-01-09 18:06 | OCENVRESUSER | <Null> | <Null> | 9031 | J01 | Verified | Outfall | Lake Forest | South | {845D0596-F79C-47AB-8A96-2BF5F46A5F2D} | Priority | <Null> | <Null> | <Null> | Point | <Null> | -117.6388 | 33.6728 | Unknown | J01-9031-1 | <Null> | Difficult accessibility | 3 | 0.048 | 20% Or More Above Average Discharge | 0.66667 | 0.033333 | 5 | 0.037166 | 0.056 | 0.0075 | 50 | <Null> | <Null> | Yes | <Null> | <Null>
75 | <Null> | 30 | 2024-01-09 18:06 | OCENVRESUSER | <Null> | <Null> | 9234 | J03 | Verified | Outfall | Laguna Niguel | South | {585AB996-A105-4DA2-B70D-D81C0950D5BB} | Not A Priority | <Null> | <Null> | <Null> | Point | <Null> | -117.7153 | 33.5179 | Unknown | J03-9234-2 | <Null> | Difficult accessibility | <Null> | <Null> | <Null> | <Null> | <Null> | <Null> | <Null> | <Null> | <Null> | <Null> | <Null> | <Null> | <Null> | <Null> | <Null>
73 | <Null> | 18 | 2024-01-09 18:06 | OCENVRESUSER | <Null> | <Null> | 9234 | J03 | Verified | Outfall | Laguna Niguel | South | {54D4C40E-5443-439B-86B6-9EDDB17119A1} | Not A Priority | <Null> | <Null> | <Null> | Point | <Null> | -117.7107 | 33.5191 | Unknown | J03-9234-3 | <Null> | Difficult accessibility | <Null> | <Null> | <Null> | <Null> | <Null> | <Null> | <Null> | <Null> | <Null> | <Null> | <Null> | <Null> | <Null> | <Null> | <Null>
46 | <Null> | 36 | 2024-01-09 18:06 | OCENVRESUSER | <Null> | <Null> | 9271 | J05 | Verified | Outfall | Laguna Hills | South | {9F5547EB-7FE3-461F-9EBD-E58B4219028B} | Not A Priority | <Null> | <Null> | <Null> | Point | <Null> | -117.7045 | 33.5873 | Unknown | J05-9271-6 | <Null> | Difficult accessibility | 1 | 0 | Equal | 0 | 0 | 0 | 0 | 0 | 0 | <Null> | <Null> | <Null> | <Null> | <Null> | <Null>
119 | <Null> | 30 | 2024-01-09 18:06 | OCENVRESUSER | <Null> | <Null> | 11455 | LC03 | Verified | Outfall | Laguna Beach | South | {16A35176-6475-42BD-B219-3F6E453EAFF9} | Not A Priority | <Null> | <Null> | <Null> | Point | <Null> | -117.7658 | 33.5235 | Unknown | LC03-11455-1 | <Null> | Difficult accessibility | <Null> | <Null> | <Null> | <Null> | <Null> | <Null> | <Null> | <Null> | <Null> | <Null> | <Null> | <Null> | <Null> | <Null> | <Null>
117 | <Null> | 60 | 2024-01-09 18:06 | OCENVRESUSER | <Null> | <Null> | 11437 | I00 | Verified | Outfall | Laguna Beach | South | {0D61E2AD-DA3C-4EE6-AD1B-32E44854CAA2} | Priority | <Null> | <Null> | <Null> | Point | <Null> | -117.7702 | 33.5335 | Yes | I00-11437-1 | <Null> | Difficult accessibility | 5 | 0.19 | 20% Or More Above Average Discharge | 1.33 | 0.07 | 6 | 0.126 | 0.19 | 0.05 | 48 | <Null> | <Null> | Yes | <Null> | <Null>
112 | Heisler Rockpile Beach | 24 | 2024-01-09 18:06 | OCENVRESUSER | <Null> | <Null> | 11509 | LC06 | Verified | Outfall | Laguna Beach | South | {33142BAF-4557-481B-875A-E7A3CFFBFCB1} | Not A Priority | <Null> | <Null> | <Null> | Point | <Null> | -117.7908 | 33.5435 | Yes | LC06-11509-2 | <Null> | Difficult accessibility | 8 | 0.25714 | 20% Or More Above Average Discharge | 0.39375 | 0.03375 | 4.0175 | 0.045629 | 0.25714 | 0.004 | <Null> | <Null> | <Null> | <Null> | <Null> | <Null>
103 | I02P18 Bahia Blanca | 48 | 2024-01-09 18:06 | OCENVRESUSER | <Null> | <Null> | 11343 | I01 | Verified | Outfall | Laguna Woods | South | {9A50D575-FFD5-41A9-B523-61D9221779CD} | Not A Priority | <Null> | <Null> | <Null> | Point | <Null> | -117.754 | 33.6121 | Yes | I01-11343-2 (I02P18) | <Null> | Difficult accessibility | 13 | 0.006 | Below Average Discharge | 0.59077 | 0.024231 | 22.1231 | 0.007131 | 0.04 | 0.000357 | <Null> | <Null> | <Null> | Yes | <Null> | <Null>
87 | Vista Blanca | 24 | 2024-01-09 18:06 | OCENVRESUSER | <Null> | <Null> | 72 | SC02 | Verified | Outfall | San Clemente | South | {3845A93C-1CCD-46A3-A69D-7CC8589F4852} | Not A Priority | <Null> | <Null> | <Null> | Point | <Null> | -117.6005 | 33.4003 | Unknown | SC02-072-3 | <Null> | Difficult accessibility | 2 | 0 | Equal | 0 | 0 | 0 | 0 | 0 | 0 | <Null> | <Null> | <Null> | <Null> | <Null> | <Null>
84 | Calle Alicia - Cotton’s Point | 84 | 2024-01-09 18:06 | OCENVRESUSER | <Null> | <Null> | 77 | SC01 | Verified | Outfall | San Clemente | South | {F83925F7-70B4-4C25-8F17-86AD7D1BE492} | Not A Priority | <Null> | <Null> | <Null> | Point | <Null> | -117.5979 | 33.3915 | Unknown | SC01-077-2 | <Null> | Difficult accessibility | 5 | 0 | Below Average Discharge | 0.28 | 0.01 | 1.8 | 0.0075 | 0.024 | 0 | <Null> | <Null> | <Null> | <Null> | <Null> | <Null>
163 | M00P05 | <Null> | 2024-01-09 18:06 | OCENVRESUSER | 6 | 3 | 75 | SC10 | Removed From Inventory | Box | Dana Point | South | {A312578F-E3A9-4101-A4A6-AD6BB12708E1} | Not A Priority | <Null> | <Null> | <Null> | Point | <Null> | -117.6649 | 33.4536 | Yes | SC10-075-1 (M00P05) | <Null> | Difficult accessibility | 6 | 0.006 | Below Average Discharge | 0.71833 | 0.016667 | 13.6667 | 0.006323 | 0.017143 | 0.002 | <Null> | <Null> | <Null> | <Null> | <Null> | <Null>
159 | <Null> | <Null> | 2024-01-09 18:06 | OCENVRESUSER | 20 | 12 | 50 | M01 | Verified | Box | Dana Point | South | {7E285DCF-C197-4473-A6A6-DE27863098BF} | Not A Priority | <Null> | <Null> | <Null> | Point | <Null> | -117.645 | 33.4413 | Unknown | M01-060-3 | <Null> | Difficult accessibility | 6 | 1 | 20% Or More Above Average Discharge | 2.6667 | 0.12605 | 2.5612 | 0.76626 | 1.1657 | 0.47681 | <Null> | <Null> | <Null> | <Null> | <Null> | <Null>
165 | <Null> | 44 | 2024-01-09 18:06 | OCENVRESUSER | <Null> | <Null> | 13 | M02 | Verified | Outfall | San Clemente | South | {28818406-BBEA-4536-A70B-7DEA94341A5E} | Not A Priority | <Null> | <Null> | <Null> | Point | <Null> | -117.5976 | 33.4745 | Yes | M02-013-1 | <Null> | Difficult accessibility | <Null> | <Null> | <Null> | <Null> | <Null> | <Null> | <Null> | <Null> | <Null> | <Null> | <Null> | <Null> | <Null> | <Null> | <Null>
175 | <Null> | 96 | 2024-01-26 17:49 | OCENVRESUSER | <Null> | <Null> | 618 | L01 | Verified | Outfall | San Juan Capistrano | South | {DBB6D67B-D85C-4FC2-AE21-A7AD70D991C8} | Not A Priority | <Null> | <Null> | <Null> | Point | <Null> | -117.6504 | 33.5005 | Yes | L01-618-2 | <Null> | Difficult accessibility | <Null> | <Null> | <Null> | <Null> | <Null> | <Null> | <Null> | <Null> | <Null> | <Null> | <Null> | <Null> | <Null> | <Null> | <Null>
152 | <Null> | 18 | 2024-01-09 18:06 | OCENVRESUSER | <Null> | <Null> | 79 | SC07 | Verified | Outfall | San Clemente | South | {7AFC321A-E853-409E-BFDE-E9A62C3DA738} | Not A Priority | <Null> | <Null> | <Null> | Point | <Null> | -117.6273 | 33.4259 | Unknown | SC07-079-2 | <Null> | Difficult accessibility | 2 | 0.012 | 20% Or More Above Average Discharge | 0.39 | 0.015 | 6 | 0.007425 | 0.012 | 0.00285 | <Null> | <Null> | <Null> | <Null> | <Null> | <Null>
141 | La Ladera at Boca del Canon | 48 | 2024-01-09 18:06 | OCENVRESUSER | <Null> | <Null> | 73 | SC05 | Verified | Culvert | San Clemente | South | {665C8249-2626-4CF7-81EA-645A6B98A96D} | Not A Priority | <Null> | <Null> | <Null> | Point | <Null> | -117.6138 | 33.4131 | Unknown | SC05-073-1 | <Null> | Difficult accessibility | 7 | 0 | Below Average Discharge | 0.30714 | 0.011857 | 3.8571 | 0.006985 | 0.02 | 0 | <Null> | <Null> | <Null> | <Null> | <Null> | <Null>
143 | <Null> | 36 | 2024-01-09 18:06 | OCENVRESUSER | <Null> | <Null> | 73 | SC05 | Verified | Outfall | San Clemente | South | {42902E2B-56C6-4060-A36D-AEA18B64156E} | Not A Priority | <Null> | <Null> | <Null> | Point | <Null> | -117.6123 | 33.4157 | Unknown | SC05-073-3 | <Null> | Difficult accessibility | 8 | 0 | Below Average Discharge | 0.205 | 0.005857 | 3.7875 | 0.003033 | 0.016 | 0 | <Null> | <Null> | <Null> | <Null> | <Null> | <Null>
137 | San Clemente | 48 | 2024-01-09 18:06 | OCENVRESUSER | <Null> | <Null> | 70 | M00.1 | Verified | Outfall | San Clemente | South | {A8C3A9D9-CAAA-442E-9D37-D220C50F2F69} | Not A Priority | Complete | 2016-09-01 | 2016-09-27 | Point | <Null> | -117.6059 | 33.4162 | Unknown | M00.1-070-4 | <Null> | Difficult accessibility | 3 | 0 | Equal | 0 | 0 | 0 | 0 | 0 | 0 | <Null> | <Null> | <Null> | <Null> | <Null> | <Null>
17540 | Pump station/diversion - open channel M02 | <Null> | 2024-01-09 18:06 | OCENVRESUSER | <Null> | <Null> | 61 | M02 | Removed From Inventory | Box | San Clemente | South | {225C2BC1-A627-451E-AB2E-10DD6A27CC31} | <Null> | <Null> | <Null> | <Null> | Point | <Null> | -117.6313 | 33.4334 | Yes | M02-061-7 | <Null> | Difficult accessibility | 1 | 0.5 | Equal | 2.5 | 0.1 | 3 | 0.5 | 0.5 | 0.5 | <Null> | <Null> | <Null> | <Null> | <Null> | <Null>
18757 | Behind gate of daylight Oso Creek | 43 | 2024-01-09 18:06 | OCENVRESUSER | <Null> | <Null> | 141 | L03 | Verified | Outfall | Mission Viejo | South | {F5FE5213-7964-43D8-9FCF-D95DAD36D8E5} | Priority | <Null> | <Null> | <Null> | Point | <Null> | -117.6344 | 33.6566 | Yes | L03-141-2 | <Null> | Difficult accessibility | 3 | 0.002 | Below Average Discharge | 0.4 | 0.013333 | 8 | 0.005866 | 0.012 | 0.002 | 43 | <Null> | <Null> | <Null> | <Null> | <Null>
18758 | Behind gate of daylight Oso Creek. Discharges directly to Oso Reservoir Outlet, not MS4 | 60 | 2024-01-09 18:06 | OCENVRESUSER | <Null> | <Null> | 141 | L03 | Verified | Outfall | Mission Viejo | South | {E9C93353-55FF-4789-80D4-68FBA02BD5E3} | Priority | <Null> | <Null> | <Null> | Point | <Null> | -117.6344 | 33.6566 | Yes | L03-141-3 | <Null> | Difficult accessibility | 3 | 0.00375 | Below Average Discharge | 0.63333 | 0.013333 | 5.3333 | 0.01245 | 0.024 | 0.00375 | 57 | <Null> | <Null> | <Null> | <Null> | <Null>
21179 | Rectangular outfall - Estrella storm drain | <Null> | 2024-01-09 18:06 | OCENVRESUSER | 8.5 | 3.5 | 75 | SC10 | Verified | Box | Dana Point | South | {92FD4B23-81CC-4502-900C-CEB7FD1AB061} | <Null> | <Null> | <Null> | <Null> | Point | <Null> | -117.6597 | 33.4504 | Yes | SC10-075-3 (M00S01) | <Null> | Difficult accessibility | 1 | 0.36 | Equal | 6 | 0.05 | 5 | 0.36 | 0.36 | 0.36 | <Null> | <Null> | <Null> | <Null> | <Null> | <Null>
21180 | 2 24” drains side by side at beach | 48 | 2024-01-09 18:06 | OCENVRESUSER | <Null> | <Null> | 81 | SC09 | Verified | Outfall | San Clemente | South | {E9218AF6-1B54-445E-9A38-6540931E914C} | <Null> | <Null> | <Null> | <Null> | Point | <Null> | -117.6378 | 33.4354 | Unknown | SC09-081-2d | <Null> | Difficult accessibility | 4 | 0.1008 | 20% Or More Above Average Discharge | 0.75 | 0.06 | 3.84 | 0.075564 | 0.12346 | 0.012 | <Null> | <Null> | <Null> | <Null> | <Null> | <Null>
21579 | Beach outfall | 43 | 2024-01-09 18:06 | OCENVRESUSER | <Null> | <Null> | 168 | M01 | Verified | Outfall | Dana Point | South | {BCEA4CB4-4C65-4F42-B982-CE82FDFD0ABA} | <Null> | <Null> | <Null> | <Null> | Point | <Null> | -117.6516 | 33.4454 | Unknown | M01-168-1d (M00P03) | <Null> | Difficult accessibility | 1 | 0 | Equal | 0 | 0 | 0 | 0 | 0 | 0 | <Null> | <Null> | <Null> | <Null> | <Null> | <Null>
21580 | Beach Outfall | 36 | 2024-01-09 18:06 | OCENVRESUSER | <Null> | <Null> | 168 | M01 | Verified | Outfall | Dana Point | South | {CD4DB632-4AF2-493B-8B3C-84DF4057B012} | <Null> | <Null> | <Null> | <Null> | Point | <Null> | -117.6506 | 33.4446 | Unknown | M01-168-2d (M00P03) | <Null> | Difficult accessibility | <Null> | <Null> | <Null> | <Null> | <Null> | <Null> | <Null> | <Null> | <Null> | <Null> | <Null> | <Null> | <Null> | <Null> | <Null>
17512 | SWGM-12367Added | <Null> | 2024-01-09 18:06 | OCENVRESUSER | <Null> | <Null> | 38 | M01 | Verified | Manhole | San Clemente | South | {1B74CCE9-0545-442E-A050-2D9A43A72D46} | <Null> | <Null> | <Null> | <Null> | Point | <Null> | -117.6394 | 33.4657 | Unknown | M01-038-4 | <Null> | Difficult accessibility | <Null> | <Null> | <Null> | <Null> | <Null> | <Null> | <Null> | <Null> | <Null> | <Null> | <Null> | <Null> | <Null> | <Null> | <Null>
17499 | CDC3Added | <Null> | 2024-01-09 18:06 | OCENVRESUSER | <Null> | <Null> | 261 | L01 | Verified | Manhole | Orange Co | South | {4F98B3B7-E6D1-4EA8-83CC-F76326B8AB48} | <Null> | <Null> | <Null> | <Null> | Point | <Null> | -117.5862 | 33.6081 | Unknown | L01-261-3 | <Null> | Difficult accessibility | <Null> | <Null> | <Null> | <Null> | <Null> | <Null> | <Null> | <Null> | <Null> | <Null> | <Null> | <Null> | <Null> | <Null> | <Null>
17500 | CDC4Added | <Null> | 2024-01-09 18:06 | OCENVRESUSER | <Null> | <Null> | 283 | L01 | Verified | Manhole | Orange Co | South | {B6360407-16B3-4615-9A38-E2F2D98716F7} | <Null> | <Null> | <Null> | <Null> | Point | <Null> | -117.5843 | 33.6029 | Unknown | L01-283-1 | <Null> | Difficult accessibility | <Null> | <Null> | <Null> | <Null> | <Null> | <Null> | <Null> | <Null> | <Null> | <Null> | <Null> | <Null> | <Null> | <Null> | <Null>
17501 | CDC5Added | 70 | 2024-01-09 18:06 | OCENVRESUSER | <Null> | <Null> | 303 | L01 | Verified | Outfall | Orange Co | South | {77F01F3D-4632-4CFC-AF1B-CCA5EBF929DB} | <Null> | <Null> | <Null> | <Null> | Point | <Null> | -117.5843 | 33.5997 | Yes | L01-303-5 | <Null> | Difficult accessibility | 7 | 0.049619 | 20% Or More Above Average Discharge | 0.98571 | 0.017203 | 7.9471 | 0.018878 | 0.049619 | 0.006 | <Null> | <Null> | <Null> | <Null> | <Null> | <Null>
17509 | SWGM-13100Added | 20 | 2024-01-09 18:06 | OCENVRESUSER | <Null> | <Null> | 81 | SC09 | Verified | Outfall | San Clemente | South | {CC57C718-5BEC-458D-BB3D-6F4978266508} | <Null> | <Null> | <Null> | <Null> | Point | <Null> | -117.6368 | 33.4346 | Yes | SC09-081-1 | <Null> | Difficult accessibility | 2 | 0.0015 | Below Average Discharge | 0.3 | 0.01 | 7.5 | 0.002464 | 0.003429 | 0.0015 | <Null> | <Null> | <Null> | <Null> | <Null> | <Null>
17510 | SWGM-10041Added | <Null> | 2024-01-09 18:06 | OCENVRESUSER | <Null> | <Null> | 96 | M01 | Verified | Manhole | San Clemente | South | {8B187559-2F48-4922-9065-4064C398DE88} | <Null> | <Null> | <Null> | <Null> | Point | <Null> | -117.6301 | 33.471 | Unknown | M01-096-1 | <Null> | Difficult accessibility | <Null> | <Null> | <Null> | <Null> | <Null> | <Null> | <Null> | <Null> | <Null> | <Null> | <Null> | <Null> | <Null> | <Null> | <Null>
17522 | SWGM-12883Added | <Null> | 2024-01-09 18:06 | OCENVRESUSER | <Null> | <Null> | 95 | M01 | Verified | Manhole | San Clemente | South | {8BC2E0EE-1E19-4533-8071-2D4A8C0F98FA} | <Null> | <Null> | <Null> | <Null> | Point | <Null> | -117.6334 | 33.4687 | Unknown | M01-095-1 | <Null> | Difficult accessibility | <Null> | <Null> | <Null> | <Null> | <Null> | <Null> | <Null> | <Null> | <Null> | <Null> | <Null> | <Null> | <Null> | <Null> | <Null>
17523 | SWGM-12900Added | <Null> | 2024-01-09 18:06 | OCENVRESUSER | <Null> | <Null> | 89 | M01 | Verified | Manhole | San Clemente | South | {8C342335-AFC4-451C-B967-FBF5638A1556} | <Null> | <Null> | <Null> | <Null> | Point | <Null> | -117.6358 | 33.4675 | Unknown | M01-089-1 | <Null> | Difficult accessibility | <Null> | <Null> | <Null> | <Null> | <Null> | <Null> | <Null> | <Null> | <Null> | <Null> | <Null> | <Null> | <Null> | <Null> | <Null>
17524 | M01-maresAdded | <Null> | 2024-01-09 18:06 | OCENVRESUSER | <Null> | <Null> | 38 | M01 | Verified | Manhole | San Clemente | South | {E7E746E3-6890-4222-95CE-15D51B9248B7} | <Null> | <Null> | <Null> | <Null> | Point | <Null> | -117.6361 | 33.4674 | Unknown | M01-038-5 | <Null> | Difficult accessibility | <Null> | <Null> | <Null> | <Null> | <Null> | <Null> | <Null> | <Null> | <Null> | <Null> | <Null> | <Null> | <Null> | <Null> | <Null>
17525 | SWGM-11452Added (measure size next inspection) | 48 | 2024-01-09 18:06 | OCENVRESUSER | <Null> | <Null> | 13 | M03 | Verified | Manhole | San Clemente | South | {59CB7B44-4193-4F4B-BBDB-B485ABD651C2} | <Null> | <Null> | <Null> | <Null> | Point | <Null> | -117.5995 | 33.4725 | Unknown | M02-013-2 | <Null> | Difficult accessibility | 1 | 0 | Equal | 0 | 0 | 0 | 0 | 0 | 0 | <Null> | <Null> | <Null> | <Null> | <Null> | <Null>
17526 | M02-lapataAdded - measure size next inspection | 48 | 2024-01-09 18:06 | OCENVRESUSER | <Null> | <Null> | 41 | M02 | Not-Found | Outfall | San Clemente | South | {332C5C81-5E8D-4D26-BD8A-7B30B55E70CE} | <Null> | <Null> | <Null> | <Null> | Point | <Null> | -117.6014 | 33.4561 | Unknown | M02-041-2 | <Null> | Difficult accessibility | <Null> | <Null> | <Null> | <Null> | <Null> | <Null> | <Null> | <Null> | <Null> | <Null> | <Null> | <Null> | <Null> | <Null> | <Null>
17527 | SWGM-10716Added | 36 | 2024-01-09 18:06 | OCENVRESUSER | <Null> | <Null> | 72 | SC02 | Verified | Outfall | San Clemente | South | {AFE85465-D874-46F9-8D88-24275FC65B8E} | <Null> | <Null> | <Null> | <Null> | Point | <Null> | -117.6011 | 33.3999 | Unknown | SC02-072-4 | <Null> | Difficult accessibility | <Null> | <Null> | <Null> | <Null> | <Null> | <Null> | <Null> | <Null> | <Null> | <Null> | <Null> | <Null> | <Null> | <Null> | <Null>
17534 | SWGM-13063Added measure diameter next inspection. Outfall not found. | 36 | 2024-01-09 18:06 | OCENVRESUSER | <Null> | <Null> | 92 | M01 | Not-Found | Outfall | San Clemente | South | {47E7AD30-B3FC-4E22-911C-3313ADB14B2E} | <Null> | <Null> | <Null> | <Null> | Point | <Null> | -117.6317 | 33.4475 | Unknown | M01-092-1 | <Null> | Difficult accessibility | 1 | 0 | Equal | 0 | 0 | 0 | 0 | 0 | 0 | <Null> | <Null> | <Null> | <Null> | <Null> | <Null>
17536 | M02-5southAdded | <Null> | 2024-01-09 18:06 | OCENVRESUSER | <Null> | <Null> | 142 | M02 | Not-Found | Outfall | San Clemente | South | {6C964502-A6D7-44A3-80CC-CC280A6CCFBB} | <Null> | <Null> | <Null> | <Null> | Point | <Null> | -117.6212 | 33.4377 | Unknown | M02-142-2 | <Null> | Difficult accessibility | <Null> | <Null> | <Null> | <Null> | <Null> | <Null> | <Null> | <Null> | <Null> | <Null> | <Null> | <Null> | <Null> | <Null> | <Null>
17514 | SWGM-12380Added | <Null> | 2024-01-09 18:06 | OCENVRESUSER | <Null> | <Null> | 38 | M01 | Verified | Manhole | San Clemente | South | {076DC6F4-E65D-4A4D-A3F3-FBBF49698616} | <Null> | <Null> | <Null> | <Null> | Point | <Null> | -117.6407 | 33.4636 | Unknown | M01-038-2 | <Null> | Difficult accessibility | <Null> | <Null> | <Null> | <Null> | <Null> | <Null> | <Null> | <Null> | <Null> | <Null> | <Null> | <Null> | <Null> | <Null> | <Null>
17530 | SWGM-14199Added | 44 | 2024-01-09 18:06 | OCENVRESUSER | <Null> | <Null> | 70 | M00.1 | Verified | Outfall | San Clemente | South | {F5E329B4-B15E-41B2-BB87-FB07B06BBEE9} | <Null> | <Null> | <Null> | <Null> | Point | <Null> | -117.6058 | 33.4159 | Unknown | M00.1-070-6 | <Null> | Difficult accessibility | 1 | 0 | Equal | 0 | 0 | 0 | 0 | 0 | 0 | <Null> | <Null> | <Null> | <Null> | <Null> | <Null>
17517 | SWGM-12647Added | <Null> | 2024-01-09 18:06 | OCENVRESUSER | <Null> | <Null> | 10 | M01 | Verified | Manhole | San Clemente | South | {C77A16B4-0912-4923-A496-969C00922790} | <Null> | <Null> | <Null> | <Null> | Point | <Null> | -117.628 | 33.4775 | Unknown | M01-010-3 | <Null> | Difficult accessibility | <Null> | <Null> | <Null> | <Null> | <Null> | <Null> | <Null> | <Null> | <Null> | <Null> | <Null> | <Null> | <Null> | <Null> | <Null>
17518 | SWGM-12743Added | <Null> | 2024-01-09 18:06 | OCENVRESUSER | <Null> | <Null> | 10 | M01 | Verified | Manhole | San Clemente | South | {37418B6B-594C-4DC7-93CE-FF723EDE7CC0} | <Null> | <Null> | <Null> | <Null> | Point | <Null> | -117.6287 | 33.4734 | Unknown | M01-010-2 | <Null> | Difficult accessibility | <Null> | <Null> | <Null> | <Null> | <Null> | <Null> | <Null> | <Null> | <Null> | <Null> | <Null> | <Null> | <Null> | <Null> | <Null>
17519 | SWGM-12746Added | <Null> | 2024-01-09 18:06 | OCENVRESUSER | <Null> | <Null> | 10 | M01 | Verified | Manhole | San Clemente | South | {6E97F609-4F56-48BB-B997-F0395B240B0C} | <Null> | <Null> | <Null> | <Null> | Point | <Null> | -117.6287 | 33.4733 | Unknown | M01-010-1 | <Null> | Difficult accessibility | <Null> | <Null> | <Null> | <Null> | <Null> | <Null> | <Null> | <Null> | <Null> | <Null> | <Null> | <Null> | <Null> | <Null> | <Null>
17459 | Strand Beach | 54 | 2024-01-09 18:06 | OCENVRESUSER | <Null> | <Null> | 12022 | DP01 | Verified | Outfall | Dana Point | South | {F1A20556-9AFE-4BFC-A5BD-765B4F16802D} | <Null> | <Null> | <Null> | <Null> | Point | <Null> | -117.7161 | 33.4665 | Unknown | DP01-12022-2 | <Null> | Difficult accessibility | 6 | 0 | Equal | 0 | 0 | 0 | 0 | 0 | 0 | <Null> | <Null> | <Null> | <Null> | <Null> | <Null>
17460 | Strand Beach | 48 | 2024-01-09 18:06 | OCENVRESUSER | <Null> | <Null> | 12022 | DP01 | Verified | Outfall | Dana Point | South | {2930B26A-DE4C-4E36-8E9D-20B5B8F77DA9} | <Null> | <Null> | <Null> | <Null> | Point | <Null> | -117.7148 | 33.4641 | Unknown | DP01-12022-1 | <Null> | Difficult accessibility | 5 | 0.0078 | Below Average Discharge | 0.406 | 0.082 | 4.28 | 0.055382 | 0.126 | 0.0078 | <Null> | <Null> | <Null> | <Null> | <Null> | <Null>
17454 | Laguna Canyon Wash | <Null> | 2024-01-09 18:06 | OCENVRESUSER | <Null> | <Null> | 11195 | I01 | Verified | Box | Aliso Viejo | South | {75510388-272F-441C-AF60-DC06210005BA} | <Null> | <Null> | <Null> | <Null> | Point | <Null> | -117.7525 | 33.5891 | Unknown | I01-11195-1 | <Null> | Difficult accessibility | 5 | 0 | Equal | 0 | 0 | 0 | 0 | 0 | 0 | <Null> | <Null> | <Null> | <Null> | <Null> | <Null>
17455 | 1954Added | 36 | 2024-01-09 18:06 | OCENVRESUSER | <Null> | <Null> | 169 | M00.3 | Verified | Manhole | Dana Point | South | {D7DAE761-58E2-4A54-BA77-815FED6A6827} | <Null> | <Null> | <Null> | <Null> | Point | <Null> | -117.6534 | 33.4475 | Unknown | M00.3-169-3 | <Null> | Difficult accessibility | 1 | 0 | Equal | 0 | 0 | 0 | 0 | 0 | 0 | <Null> | <Null> | <Null> | <Null> | <Null> | <Null>
17349 | <Null> | 24 | 2024-01-09 18:06 | OCENVRESUSER | <Null> | <Null> | 11010 | I01 | Verified | Outfall | Laguna Beach | South | {7476C05B-0176-466D-85AD-7FD96A519037} | <Null> | <Null> | <Null> | <Null> | Point | <Null> | -117.7827 | 33.5452 | Unknown | I01-11010-2 | <Null> | Difficult accessibility | <Null> | <Null> | <Null> | <Null> | <Null> | <Null> | <Null> | <Null> | <Null> | <Null> | <Null> | <Null> | <Null> | <Null> | <Null>
16956 | Bike path near Chiquita Cyn Road | 108 | 2024-01-09 18:06 | OCENVRESUSER | <Null> | <Null> | 494 | L01 | Verified | Outfall | Orange Co | South | {8ACA8CDD-8242-491B-B115-35F97FCC3354} | <Null> | <Null> | <Null> | <Null> | Point | <Null> | -117.6076 | 33.5285 | Yes | L01-494-1 | <Null> | Difficult accessibility | 9 | 0.045 | Below Average Discharge | 1.0911 | 0.070556 | 7 | 0.095255 | 0.2772 | 0.008025 | <Null> | <Null> | <Null> | <Null> | <Null> | <Null>
16132 | Santiago/AP bridge | 54 | 2024-01-09 18:06 | OCENVRESUSER | <Null> | <Null> | 517 | L01 | Verified | Outfall | Orange Co | South | {91F7E163-76E3-4E60-AF6E-ABEF81E97F26} | <Null> | <Null> | <Null> | <Null> | Point | <Null> | -117.6195 | 33.5242 | Unknown | L01-517-7 | <Null> | Difficult accessibility | 9 | 0 | Below Average Discharge | 0.088889 | 0.002222 | 0.66667 | 0.001777 | 0.016 | 0 | <Null> | <Null> | <Null> | <Null> | <Null> | <Null>
16133 | SC-AP bridge 2 | 60 | 2024-01-09 18:06 | OCENVRESUSER | <Null> | <Null> | 517 | L01 | Verified | Outfall | Orange Co | South | {E5E98A69-01CF-4012-9B40-92C07976275C} | <Null> | <Null> | <Null> | <Null> | Point | <Null> | -117.619 | 33.5241 | Unknown | L01-517-6 | <Null> | Difficult accessibility | 10 | 0.009 | Below Average Discharge | 0.56 | 0.034 | 4.1 | 0.02934 | 0.0675 | 0.009 | <Null> | <Null> | <Null> | <Null> | <Null> | <Null>
11143 | MVL02P14 | 72 | 2024-01-09 18:06 | OCENVRESUSER | <Null> | <Null> | 366 | L02 | Verified | Outfall | Mission Viejo | South | {34BE191E-FD69-4347-A83F-3FDAA41E39CE} | Not A Priority | Deployed | 2017-08-08 17:41 | <Null> | Point | <Null> | -117.651 | 33.5703 | Yes | L02-366-1 (MVL02P14) | <Null> | Difficult accessibility | 12 | 0.165 | 20% Or More Above Average Discharge | 0.70917 | 0.04375 | 5.5583 | 0.039306 | 0.165 | 0.012 | <Null> | <Null> | <Null> | <Null> | <Null> | <Null>
494 | TC- by 5 fwy | 48 | 2024-01-26 17:49 | OCENVRESUSER | <Null> | <Null> | 502 | L02 | Verified | Outfall | San Juan Capistrano | South | {3912E472-E933-4D2C-AB01-D62EBFBB52E2} | Not A Priority | <Null> | <Null> | <Null> | Point | <Null> | -117.6699 | 33.5271 | Unknown | L02-502-5 | <Null> | Difficult accessibility | 11 | 0 | Equal | 0 | 0 | 0 | 0 | 0 | 0 | <Null> | <Null> | <Null> | <Null> | <Null> | <Null>
499 | <Null> | 24 | 2024-01-26 17:49 | OCENVRESUSER | <Null> | <Null> | 502 | L02 | Verified | Outfall | San Juan Capistrano | South | {31C1FEF8-AD95-4BB1-8E1D-58A26565D8E4} | Not A Priority | <Null> | <Null> | <Null> | Point | <Null> | -117.6692 | 33.522 | Unknown | L02-502-2 | <Null> | Difficult accessibility | 1 | 0.007 | Equal | 0.35 | 0.01 | 3 | 0.007 | 0.007 | 0.007 | <Null> | <Null> | <Null> | <Null> | <Null> | <Null>
17471 | cliff18Added Measure size next inspection | 18 | 2024-01-09 18:06 | OCENVRESUSER | <Null> | <Null> | 11506 | LC02 | Verified | Outfall | Laguna Beach | South | {42F6B6E9-113F-4E08-B45F-60137B170648} | <Null> | <Null> | <Null> | <Null> | Point | <Null> | -117.802 | 33.547 | Unknown | LC02-11506-1 | <Null> | Difficult accessibility | <Null> | <Null> | <Null> | <Null> | <Null> | <Null> | <Null> | <Null> | <Null> | <Null> | <Null> | <Null> | <Null> | <Null> | <Null>
17483 | 4688Added | 42 | 2024-01-09 18:06 | OCENVRESUSER | <Null> | <Null> | 172 | L03 | Verified | Outfall | Mission Viejo | South | {B1EF7D05-C4F9-490F-9BA9-7AFF1949A39B} | <Null> | <Null> | <Null> | <Null> | Point | <Null> | -117.6375 | 33.6515 | Yes | L03-172-3 | <Null> | Difficult accessibility | <Null> | <Null> | <Null> | <Null> | <Null> | <Null> | <Null> | <Null> | <Null> | <Null> | <Null> | <Null> | <Null> | <Null> | <Null>
17484 | 5847Added - need to verify | <Null> | 2024-01-09 18:06 | OCENVRESUSER | <Null> | <Null> | 9110 | J07 | Verified | Manhole | Mission Viejo | South | {0B3BE378-A3F2-447F-9F78-25FA4CEADC2E} | <Null> | <Null> | <Null> | <Null> | Point | <Null> | -117.6626 | 33.636 | Unknown | J07-9110-4 | <Null> | Difficult accessibility | <Null> | <Null> | <Null> | <Null> | <Null> | <Null> | <Null> | <Null> | <Null> | <Null> | <Null> | <Null> | <Null> | <Null> | <Null>
17476 | Daylight of Sulphur Creek | 60 | 2024-01-09 18:06 | OCENVRESUSER | <Null> | <Null> | 9190 | J03 | Removed From Inventory | Outfall | Laguna Niguel | South | {B02429E1-4C40-4845-BE14-DAF127644477} | <Null> | <Null> | <Null> | <Null> | Point | <Null> | -117.6897 | 33.549 | Yes | J03-9190-1 | <Null> | Difficult accessibility | <Null> | <Null> | <Null> | <Null> | <Null> | <Null> | <Null> | <Null> | <Null> | <Null> | <Null> | <Null> | <Null> | <Null> | <Null>
17478 | 3699Added - need to verify - Measure size next inspection | 27 | 2024-01-09 18:06 | OCENVRESUSER | <Null> | <Null> | 10012 | J01 | Not-Found | Outfall | Mission Viejo | South | {48BC18C9-3C9F-42A7-8C6D-E325124029CC} | <Null> | <Null> | <Null> | <Null> | Point | <Null> | -117.6275 | 33.6683 | Unknown | J01-10012-6 | <Null> | Difficult accessibility | <Null> | <Null> | <Null> | <Null> | <Null> | <Null> | <Null> | <Null> | <Null> | <Null> | <Null> | <Null> | <Null> | <Null> | <Null>
17479 | 3958Added - need to verify | <Null> | 2024-01-09 18:06 | OCENVRESUSER | <Null> | <Null> | 9036 | J01 | Verified | Manhole | Lake Forest | South | {7F789B2E-4605-4D6D-A3D8-90C93D5667D5} | <Null> | <Null> | <Null> | <Null> | Point | <Null> | -117.6425 | 33.661 | Unknown | J01-9036-1 | <Null> | Difficult accessibility | <Null> | <Null> | <Null> | <Null> | <Null> | <Null> | <Null> | <Null> | <Null> | <Null> | <Null> | <Null> | <Null> | <Null> | <Null>
17480 | 2990Added | <Null> | 2024-01-09 18:06 | OCENVRESUSER | <Null> | <Null> | 412 | L02 | Removed From Inventory | Outfall | Orange Co | South | {6903C334-50AB-404F-A62B-A1C7E31E0DEE} | <Null> | <Null> | <Null> | <Null> | Point | <Null> | -117.6567 | 33.558 | Unknown | L02-412-2 | <Null> | Difficult accessibility | <Null> | <Null> | <Null> | <Null> | <Null> | <Null> | <Null> | <Null> | <Null> | <Null> | <Null> | <Null> | <Null> | <Null> | <Null>
17481 | access at Minerva | 84 | 2024-01-09 18:06 | OCENVRESUSER | <Null> | <Null> | 672 | L04 | Verified | Culvert | Mission Viejo | South | {9559CB47-0239-4B3A-B6FF-38E557824BEC} | Priority | <Null> | <Null> | <Null> | Point | <Null> | -117.6806 | 33.6122 | Yes | L04-672-1 | <Null> | Difficult accessibility | 10 | 0.12156 | Below Average Discharge | 1.015 | 0.0682 | 2.033 | 0.21336 | 0.384 | 0.10941 | 64 | <Null> | <Null> | Yes | <Null> | <Null>
17488 | 5942Added | <Null> | 2024-01-09 18:06 | OCENVRESUSER | <Null> | <Null> | 17488 | L03 | Verified | Manhole | Mission Viejo | South | {5D3DBB57-7915-4572-8DEB-2A0CC4F9AC97} | <Null> | <Null> | <Null> | <Null> | Point | <Null> | -117.65 | 33.6124 | Unknown | L03-241-8 | <Null> | Difficult accessibility | <Null> | <Null> | <Null> | <Null> | <Null> | <Null> | <Null> | <Null> | <Null> | <Null> | <Null> | <Null> | <Null> | <Null> | <Null>
17506 | 244Added | 60 | 2024-01-09 18:06 | OCENVRESUSER | <Null> | <Null> | 12107 | L00 | Verified | Manhole | Dana Point | South | {62754AC3-0907-4164-AA97-BF3CA1394AF4} | <Null> | <Null> | <Null> | <Null> | Point | <Null> | -117.6942 | 33.4604 | Unknown | L00-12107-1 | <Null> | Difficult accessibility | <Null> | <Null> | <Null> | <Null> | <Null> | <Null> | <Null> | <Null> | <Null> | <Null> | <Null> | <Null> | <Null> | <Null> | <Null>
17496 | CDC10Added | <Null> | 2024-01-09 18:06 | OCENVRESUSER | <Null> | <Null> | 341 | L01 | Not-Found | Manhole | Orange Co | South | {C976D925-770F-4455-9944-5232491841B9} | <Null> | <Null> | <Null> | <Null> | Point | <Null> | -117.5847 | 33.5882 | Unknown | L01-341-1 | <Null> | Difficult accessibility | <Null> | <Null> | <Null> | <Null> | <Null> | <Null> | <Null> | <Null> | <Null> | <Null> | <Null> | <Null> | <Null> | <Null> | <Null>
17497 | CDC1Added | <Null> | 2024-01-09 18:06 | OCENVRESUSER | <Null> | <Null> | 261 | L01 | Verified | Manhole | Orange Co | South | {79A009BA-1ECB-4657-A8A3-9B41F160D899} | <Null> | <Null> | <Null> | <Null> | Point | <Null> | -117.5846 | 33.61 | Unknown | L01-261-5 | <Null> | Difficult accessibility | <Null> | <Null> | <Null> | <Null> | <Null> | <Null> | <Null> | <Null> | <Null> | <Null> | <Null> | <Null> | <Null> | <Null> | <Null>
418 | Laguna Canyon Wash at Ocean Ave and Beach St | 48 | 2024-01-09 18:06 | OCENVRESUSER | <Null> | <Null> | 11010 | I01 | Verified | Outfall | Laguna Beach | South | {25FC0B7A-A34B-48D1-86FD-00FA62D21B2B} | Priority | <Null> | <Null> | <Null> | Point | <Null> | -117.7834 | 33.5442 | Yes | I01-11010-1 | <Null> | Difficult accessibility | 16 | 0.05 | Above Average Discharge | 1.5644 | 0.081875 | 15.4394 | 0.044262 | 0.28 | 0.000994 | 57 | <Null> | <Null> | Yes | <Null> | <Null>
207 | <Null> | 24 | 2024-01-09 18:06 | OCENVRESUSER | <Null> | <Null> | 12155 | K01 | Verified | Outfall | Laguna Niguel | South | {48543D38-0F33-48A0-8764-59C0384EFF2F} | Not A Priority | <Null> | <Null> | <Null> | Point | <Null> | -117.7193 | 33.4998 | Unknown | K01-12155-2 | <Null> | Difficult accessibility | <Null> | <Null> | <Null> | <Null> | <Null> | <Null> | <Null> | <Null> | <Null> | <Null> | <Null> | <Null> | <Null> | <Null> | <Null>
392 | <Null> | 36 | 2024-01-09 18:06 | OCENVRESUSER | <Null> | <Null> | 218 | L01 | Verified | Outfall | Rancho Santa Margarita | South | {36EB35B0-30D7-472E-B8A6-28D21FB8C159} | Priority | <Null> | <Null> | <Null> | Point | <Null> | -117.5644 | 33.6333 | Yes | L01-218-2 | <Null> | Difficult accessibility | 10 | 0.01008 | Below Average Discharge | 0.48 | 0.0222 | 4.2 | 0.020075 | 0.06 | 0.006 | 61 | <Null> | <Null> | <Null> | <Null> | <Null>
399 | <Null> | 24 | 2024-01-09 18:06 | OCENVRESUSER | <Null> | <Null> | 418 | L03 | Verified | Outfall | Laguna Niguel | South | {28CB6712-350F-4D88-9A21-4C34E798E6C3} | Not A Priority | <Null> | <Null> | <Null> | Point | <Null> | -117.676 | 33.5552 | Unknown | L03-418-6 | <Null> | Difficult accessibility | 2 | 0 | Equal | 0 | 0 | 0 | 0 | 0 | 0 | <Null> | <Null> | <Null> | <Null> | <Null> | <Null>
389 | <Null> | 36 | 2024-01-09 18:06 | OCENVRESUSER | <Null> | <Null> | 730 | L01 | Verified | Outfall | Rancho Santa Margarita | South | {58435AF7-EDAB-42CB-9CEF-56F94E800788} | Not A Priority | <Null> | <Null> | <Null> | Point | <Null> | -117.5639 | 33.6243 | Yes | L01-730-1 | <Null> | Difficult accessibility | 11 | 0.006 | Below Average Discharge | 0.51818 | 0.026364 | 6 | 0.023405 | 0.126 | 0.002 | <Null> | <Null> | <Null> | <Null> | <Null> | <Null>
390 | <Null> | 42 | 2024-01-09 18:06 | OCENVRESUSER | <Null> | <Null> | 218 | L01 | Verified | Outfall | Rancho Santa Margarita | South | {D9AB8BDF-6FF9-4F23-895B-E154A03243AF} | Not A Priority | <Null> | <Null> | <Null> | Point | <Null> | -117.5633 | 33.6318 | Yes | L01-218-1 | <Null> | Difficult accessibility | <Null> | <Null> | <Null> | <Null> | <Null> | <Null> | <Null> | <Null> | <Null> | <Null> | <Null> | <Null> | <Null> | <Null> | <Null>
382 | Coto de Caza | 42 | 2024-01-09 18:06 | OCENVRESUSER | <Null> | <Null> | 372 | L01 | Verified | Outfall | Orange Co | South | {0562EDDC-63AD-4A1F-8BB1-E41C2E082A28} | Not A Priority | Complete | 2016-11-16 08:00 | 2016-12-08 08:00 | Point | <Null> | -117.5854 | 33.5687 | Yes | L01-372-1 | <Null> | Difficult accessibility | 2 | 0.004848 | Below Average Discharge | 0.64 | 0.025 | 15.88 | 0.007224 | 0.0096 | 0.004848 | <Null> | <Null> | <Null> | <Null> | <Null> | <Null>
344 | <Null> | 18 | 2024-01-09 18:06 | OCENVRESUSER | <Null> | <Null> | 61 | M02 | Verified | Outfall | San Clemente | South | {EC1ED42F-34DD-4641-97C1-130BEA544F24} | Not A Priority | <Null> | <Null> | <Null> | Point | <Null> | -117.6282 | 33.4334 | Unknown | M02-061-1 | <Null> | Difficult accessibility | 1 | 0 | Equal | 0 | 0 | 0 | 0 | 0 | 0 | <Null> | <Null> | <Null> | <Null> | <Null> | <Null>
345 | <Null> | 18 | 2024-01-09 18:06 | OCENVRESUSER | <Null> | <Null> | 61 | M02 | Verified | Outfall | San Clemente | South | {B1C7F820-E26E-4A9D-B3D0-0BC50A98DC1A} | Not A Priority | <Null> | <Null> | <Null> | Point | <Null> | -117.6281 | 33.4333 | Unknown | M02-061-2 | <Null> | Difficult accessibility | 2 | 0 | Equal | 0 | 0 | 0 | 0 | 0 | 0 | <Null> | <Null> | <Null> | <Null> | <Null> | <Null>
340 |  | 72 | 2024-01-09 18:06 | OCENVRESUSER | <Null> | <Null> | 9199 | J03 | Removed From Inventory | Culvert | Laguna Niguel | South | {CE2B5E9B-86DE-4454-93E9-B6BD2907ABAF} | Not A Priority | <Null> | <Null> | <Null> | Point | <Null> | -117.6928 | 33.5431 | Yes | J03-9199-1 | <Null> | Difficult accessibility | <Null> | <Null> | <Null> | <Null> | <Null> | <Null> | <Null> | <Null> | <Null> | <Null> | <Null> | <Null> | <Null> | <Null> | <Null>
341 | Daylight of Sulphur Creek | 72 | 2024-01-09 18:06 | OCENVRESUSER | <Null> | <Null> | 9199 | J03 | Removed From Inventory | Culvert | Laguna Niguel | South | {B4715B63-C6F0-4292-BBCA-8B854E1C4726} | Not A Priority | <Null> | <Null> | <Null> | Point | <Null> | -117.6928 | 33.5432 | Yes | J03-9199-2 | <Null> | Difficult accessibility | <Null> | <Null> | <Null> | <Null> | <Null> | <Null> | <Null> | <Null> | <Null> | <Null> | <Null> | <Null> | <Null> | <Null> | <Null>
360 |  | <Null> | 2024-01-09 18:06 | OCENVRESUSER | 5 | 2.5 | 728 | L01 | Verified | Box | Dana Point | South | {847B92F5-58EF-4F5C-8577-34B238861A60} | Not A Priority | <Null> | <Null> | <Null> | Point | <Null> | -117.6822 | 33.4641 | Unknown | L01-728-1 | <Null> | Difficult accessibility | 8 | 0 | Equal | 0 | 0 | 0 | 0 | 0 | 0 | <Null> | <Null> | <Null> | <Null> | <Null> | <Null>
368 | San Juan Creed Rd @ Lacouague | 84 | 2024-01-26 17:49 | OCENVRESUSER | <Null> | <Null> | 747 | L01 | Verified | Outfall | San Juan Capistrano | South | {09587147-64CF-499E-B6F3-CA0AB4A5BB40} | Not A Priority | Complete | 2016-08-18 07:00 | 2016-10-05 07:00 | Point | <Null> | -117.633 | 33.5106 | Yes | L01-747-2 | <Null> | Difficult accessibility | 15 | 0.0625 | 20% Or More Above Average Discharge | 1.1113 | 0.035467 | 13.892 | 0.026835 | 0.069903 | 0.005 | <Null> | <Null> | <Null> | <Null> | <Null> | <Null>
434 | Laguna Coast Wilderness Park below Bahia Blanca | 36 | 2024-01-09 18:06 | OCENVRESUSER | <Null> | <Null> | 11343 | I01 | Verified | Outfall | Laguna Woods | South | {2889E41D-D4E7-47BA-843A-5A6D17AF80DF} | Not A Priority | <Null> | <Null> | <Null> | Point | <Null> | -117.7552 | 33.6112 | Yes | I01-11343-1 | <Null> | Difficult accessibility | 2 | 0 | Equal | 0 | 0 | 0 | 0 | 0 | 0 | <Null> | <Null> | <Null> | Yes | <Null> | <Null>
438 | <Null> | 30 | 2024-01-09 18:06 | OCENVRESUSER | <Null> | <Null> | 12155 | K01 | Verified | Outfall | Laguna Niguel | South | {1340E11A-3425-4003-B237-DE26DF13EF8B} | Not A Priority | <Null> | <Null> | <Null> | Point | <Null> | -117.7186 | 33.5 | Unknown | K01-12155-3 | <Null> | Difficult accessibility | <Null> | <Null> | <Null> | <Null> | <Null> | <Null> | <Null> | <Null> | <Null> | <Null> | <Null> | <Null> | <Null> | <Null> | <Null>
441 | <Null> | 24 | 2024-01-09 18:06 | OCENVRESUSER | <Null> | <Null> | 12155 | K01 | Verified | Outfall | Laguna Niguel | South | {60AFBAE4-4811-403D-BF8C-888F8FC24AFC} | Not A Priority | <Null> | <Null> | <Null> | Point | <Null> | -117.7184 | 33.503 | Unknown | K01-12155-6 | <Null> | Difficult accessibility | <Null> | <Null> | <Null> | <Null> | <Null> | <Null> | <Null> | <Null> | <Null> | <Null> | <Null> | <Null> | <Null> | <Null> | <Null>
442 | <Null> | 18 | 2024-01-09 18:06 | OCENVRESUSER | <Null> | <Null> | 12155 | K01 | Verified | Outfall | Laguna Niguel | South | {1885385D-FC14-4B0B-97A2-6321237F18D7} | Not A Priority | <Null> | <Null> | <Null> | Point | <Null> | -117.7174 | 33.5049 | Unknown | K01-12155-7 | <Null> | Difficult accessibility | <Null> | <Null> | <Null> | <Null> | <Null> | <Null> | <Null> | <Null> | <Null> | <Null> | <Null> | <Null> | <Null> | <Null> | <Null>
443 | <Null> | 18 | 2024-01-09 18:06 | OCENVRESUSER | <Null> | <Null> | 12036 | K01 | Verified | Outfall | Laguna Niguel | South | {0C72F051-A096-4ABD-8F82-133000F19364} | Not A Priority | <Null> | <Null> | <Null> | Point | <Null> | -117.7169 | 33.5074 | Unknown | K01-12036-6 | <Null> | Difficult accessibility | <Null> | <Null> | <Null> | <Null> | <Null> | <Null> | <Null> | <Null> | <Null> | <Null> | <Null> | <Null> | <Null> | <Null> | <Null>
444 | <Null> | 12 | 2024-01-09 18:06 | OCENVRESUSER | <Null> | <Null> | 12036 | K01 | Verified | Outfall | Laguna Niguel | South | {0FB76C4C-411E-4631-9E0F-A30E0B2DE115} | Not A Priority | <Null> | <Null> | <Null> | Point | <Null> | -117.7171 | 33.5078 | Unknown | K01-12036-7 | <Null> | Difficult accessibility | 1 | 0 | Equal | 0 | 0 | 0 | 0 | 0 | 0 | <Null> | <Null> | <Null> | <Null> | <Null> | <Null>
445 | <Null> | 30 | 2024-01-09 18:06 | OCENVRESUSER | <Null> | <Null> | 12036 | K01 | Verified | Outfall | Laguna Niguel | South | {E7240733-96C4-4F2F-ABFB-21FEA4090F78} | Not A Priority | <Null> | <Null> | <Null> | Point | <Null> | -117.7172 | 33.5085 | Unknown | K01-12036-8 | <Null> | Difficult accessibility | <Null> | <Null> | <Null> | <Null> | <Null> | <Null> | <Null> | <Null> | <Null> | <Null> | <Null> | <Null> | <Null> | <Null> | <Null>
446 | <Null> | 24 | 2024-01-09 18:06 | OCENVRESUSER | <Null> | <Null> | 12036 | K01 | Verified | Outfall | Laguna Niguel | South | {13FD1BF7-EF54-4125-9241-5A85934B364B} | Not A Priority | <Null> | <Null> | <Null> | Point | <Null> | -117.7167 | 33.5122 | Unknown | K01-12036-9 | <Null> | Difficult accessibility | 1 | 0.006 | Equal | 0.7 | 0.01 | 7 | 0.006 | 0.006 | 0.006 | <Null> | <Null> | <Null> | <Null> | <Null> | <Null>
464 | J02P08 | 102 | 2024-01-09 18:06 | OCENVRESUSER | <Null> | <Null> | 9082 | J01 | Removed From Inventory | Outfall | Aliso Viejo | South | {8FE9465F-E806-4DA8-B866-D6461D837DCD} | Not A Priority | <Null> | 2018-09-04 07:00 | <Null> | Point | <Null> | -117.7453 | 33.5824 | Yes | J01-9082-5 (J02P08) | <Null> | Difficult accessibility | 2 | 0.0576 | Below Average Discharge | 0.9 | 0.105 | 3.05 | 0.43789 | 0.81818 | 0.0576 | <Null> | <Null> | <Null> | <Null> | <Null> | Yes
465 | <Null> | 30 | 2024-01-09 18:06 | OCENVRESUSER | <Null> | <Null> | 9364 | J01 | Verified | Culvert | Orange Co | South | {24A667B9-6B69-4779-8FAE-57A970603117} | Not A Priority | <Null> | <Null> | <Null> | Point | <Null> | -117.722 | 33.5497 | Unknown | J01-9364-2 | <Null> | Difficult accessibility | 1 | 0 | Equal | 0 | 0 | 0 | 0 | 0 | 0 | <Null> | <Null> | <Null> | <Null> | <Null> | <Null>
448 | <Null> | 24 | 2024-01-09 18:06 | OCENVRESUSER | <Null> | <Null> | 12032 | K01 | Verified | Outfall | Laguna Niguel | South | {41B0C6A2-1F17-4E02-965D-65C8523E22D3} | Not A Priority | <Null> | <Null> | <Null> | Point | <Null> | -117.7183 | 33.514 | Unknown | K01-12032-1 | <Null> | Difficult accessibility | <Null> | <Null> | <Null> | <Null> | <Null> | <Null> | <Null> | <Null> | <Null> | <Null> | <Null> | <Null> | <Null> | <Null> | <Null>
449 | <Null> | 24 | 2024-01-09 18:06 | OCENVRESUSER | <Null> | <Null> | 12032 | K01 | Verified | Outfall | Laguna Niguel | South | {2C7BE5CD-08E5-44B5-ABEE-EBD6DAD31B9D} | Not A Priority | <Null> | <Null> | <Null> | Point | <Null> | -117.7155 | 33.5155 | Unknown | K01-12032-3 | <Null> | Difficult accessibility | 1 | 0.004 | Equal | 0.4 | 0.01 | 6 | 0.004 | 0.004 | 0.004 | <Null> | <Null> | <Null> | <Null> | <Null> | <Null>
450 | <Null> | 30 | 2024-01-09 18:06 | OCENVRESUSER | <Null> | <Null> | 9234 | J03 | Verified | Outfall | Laguna Niguel | South | {A104C457-7371-4A44-B300-54FDFA453B5C} | Not A Priority | <Null> | <Null> | <Null> | Point | <Null> | -117.7165 | 33.5202 | Unknown | J03-9234-1 | <Null> | Difficult accessibility | <Null> | <Null> | <Null> | <Null> | <Null> | <Null> | <Null> | <Null> | <Null> | <Null> | <Null> | <Null> | <Null> | <Null> | <Null>
416 | Daylight of Jeronimo Creek | 18 | 2024-01-09 18:06 | OCENVRESUSER | <Null> | <Null> | 241 | L03 | Verified | Outfall | Mission Viejo | South | {8ED5573E-DFDE-4B76-A102-B5B1CF23353B} | Not A Priority | <Null> | <Null> | <Null> | Point | <Null> | -117.6479 | 33.6062 | Yes | L03-241-3 | <Null> | Difficult accessibility | 3 | 0.1848 | Below Average Discharge | 1.1467 | 0.16667 | 3.7833 | 0.32933 | 0.41807 | 0.1848 | <Null> | <Null> | <Null> | <Null> | <Null> | <Null>
486 | <Null> | 36 | 2024-01-26 17:49 | OCENVRESUSER | <Null> | <Null> | 497 | L03 | Verified | Outfall | San Juan Capistrano | South | {3B384AB3-B2C5-46A8-ADAD-9627DEDCF2CB} | Not A Priority | <Null> | <Null> | <Null> | Point | <Null> | -117.6794 | 33.5265 | Unknown | L03-497-1 | <Null> | Difficult accessibility | 1 | 0 | Equal | 0 | 0 | 0 | 0 | 0 | 0 | <Null> | <Null> | <Null> | <Null> | <Null> | <Null>
489 | <Null> | 18 | 2024-01-09 18:06 | OCENVRESUSER | <Null> | <Null> | 9349 | J01 | Verified | Outfall | Lake Forest | South | {3F3E3B64-3137-4168-903F-9FE0EE10AD7E} | Not A Priority | <Null> | <Null> | <Null> | Point | <Null> | -117.6658 | 33.6446 | Unknown | J01-9349-3 | <Null> | <Null> | <Null> | <Null> | <Null> | <Null> | <Null> | <Null> | <Null> | <Null> | <Null> | <Null> | <Null> | <Null> | <Null> | <Null> | <Null>
490 | <Null> | 36 | 2024-01-09 18:06 | OCENVRESUSER | <Null> | <Null> | 9349 | J01 | Not-Found | Outfall | Lake Forest | South | {5D952816-4FE6-4D41-BD1D-AD25CF9DAAB8} | Not A Priority | <Null> | <Null> | <Null> | Point | <Null> | -117.6658 | 33.6444 | Unknown | J01-9349-2 | <Null> | <Null> | <Null> | <Null> | <Null> | <Null> | <Null> | <Null> | <Null> | <Null> | <Null> | <Null> | <Null> | <Null> | <Null> | <Null> | <Null>
491 | <Null> | 18 | 2024-01-09 18:06 | OCENVRESUSER | <Null> | <Null> | 11503 | I01 | Verified | Outfall | Aliso Viejo | South | {757BE18F-2486-40C2-AEEE-2601867F2130} | Not A Priority | <Null> | <Null> | <Null> | Point | <Null> | -117.7493 | 33.5936 | Unknown | I01-11503-2 | <Null> | <Null> | <Null> | <Null> | <Null> | <Null> | <Null> | <Null> | <Null> | <Null> | <Null> | <Null> | <Null> | <Null> | <Null> | <Null> | <Null>
480 | Need to measure in field | 24 | 2024-01-09 18:06 | OCENVRESUSER | <Null> | <Null> | 412 | L02 | Un-Verified | Outfall | Mission Viejo | South | {898B8B27-2F8F-4077-848F-10E6ABD3EDC9} | Not A Priority | <Null> | <Null> | <Null> | Point | <Null> | -117.6615 | 33.5472 | Unknown | L02-412-1 | <Null> | <Null> | <Null> | <Null> | <Null> | <Null> | <Null> | <Null> | <Null> | <Null> | <Null> | <Null> | <Null> | <Null> | <Null> | <Null> | <Null>
475 | <Null> | 18 | 2024-01-09 18:06 | OCENVRESUSER | <Null> | <Null> | 266 | L04 | Verified | Outfall | Mission Viejo | South | {1886EA3B-5EEE-4F67-8724-CF42167F73CB} | Not A Priority | <Null> | <Null> | <Null> | Point | <Null> | -117.6694 | 33.607 | Unknown | L04-266-3 | <Null> | <Null> | <Null> | <Null> | <Null> | <Null> | <Null> | <Null> | <Null> | <Null> | <Null> | <Null> | <Null> | <Null> | <Null> | <Null> | <Null>
476 | <Null> | 24 | 2024-01-09 18:06 | OCENVRESUSER | <Null> | <Null> | 266 | L04 | Verified | Outfall | Mission Viejo | South | {EAE94AC9-4729-4A3F-A6CA-3699275EFA95} | Not A Priority | <Null> | <Null> | <Null> | Point | <Null> | -117.6697 | 33.6068 | Unknown | L04-266-2 | <Null> | <Null> | <Null> | <Null> | <Null> | <Null> | <Null> | <Null> | <Null> | <Null> | <Null> | <Null> | <Null> | <Null> | <Null> | <Null> | <Null>
477 | <Null> | 18 | 2024-01-09 18:06 | OCENVRESUSER | <Null> | <Null> | 9019 | J07 | Verified | Outfall | Mission Viejo | South | {82766AC0-943D-439B-9883-DC98A76845A2} | Not A Priority | <Null> | <Null> | <Null> | Point | <Null> | -117.6751 | 33.6265 | Unknown | J07-9019-2 | <Null> | <Null> | <Null> | <Null> | <Null> | <Null> | <Null> | <Null> | <Null> | <Null> | <Null> | <Null> | <Null> | <Null> | <Null> | <Null> | <Null>
478 | <Null> | 24 | 2024-01-09 18:06 | OCENVRESUSER | <Null> | <Null> | 9019 | J07 | Verified | Outfall | Mission Viejo | South | {39B8A5D4-E156-4AE3-BAEB-B18DB22B3E35} | Not A Priority | <Null> | <Null> | <Null> | Point | <Null> | -117.6751 | 33.6266 | Unknown | J07-9019-3 | <Null> | <Null> | <Null> | <Null> | <Null> | <Null> | <Null> | <Null> | <Null> | <Null> | <Null> | <Null> | <Null> | <Null> | <Null> | <Null> | <Null>
439 | <Null> | 18 | 2024-01-09 18:06 | OCENVRESUSER | <Null> | <Null> | 12155 | K01 | Not-Found | Outfall | Laguna Niguel | South | {FBE1918A-2E39-422C-A037-15F75420C544} | Not A Priority | <Null> | <Null> | <Null> | Point | <Null> | -117.7192 | 33.5013 | Unknown | K01-12155-4 | <Null> | <Null> | <Null> | <Null> | <Null> | <Null> | <Null> | <Null> | <Null> | <Null> | <Null> | <Null> | <Null> | <Null> | <Null> | <Null> | <Null>
460 | J02P06-713-I | <Null> | 2024-01-09 18:06 | OCENVRESUSER | <Null> | <Null> | 9311 | J01 | Not-Found | Outfall | Aliso Viejo | South | {AAF1E935-13AA-405E-8418-51432B1BF31A} | Not A Priority | <Null> | <Null> | <Null> | Point | <Null> | -117.7411 | 33.5684 | Unknown | J01-9311-1 | <Null> | <Null> | <Null> | <Null> | <Null> | <Null> | <Null> | <Null> | <Null> | <Null> | <Null> | <Null> | <Null> | <Null> | <Null> | <Null> | <Null>
461 | <Null> | 18 | 2024-01-09 18:06 | OCENVRESUSER | <Null> | <Null> | 9082 | J01 | Verified | Outfall | Aliso Viejo | South | {F5BBFF07-660E-4B68-BACE-B65A7F0A0E5D} | Not A Priority | <Null> | <Null> | <Null> | Point | <Null> | -117.7458 | 33.5815 | Unknown | J01-9082-1 | <Null> | <Null> | <Null> | <Null> | <Null> | <Null> | <Null> | <Null> | <Null> | <Null> | <Null> | <Null> | <Null> | <Null> | <Null> | <Null> | <Null>
378 | <Null> | 18 | 2024-01-09 18:06 | OCENVRESUSER | <Null> | <Null> | 489 | L05 | Verified | Outfall | Orange Co | South | {BE97F91B-996E-4391-A818-43A87919575A} | Not A Priority | <Null> | <Null> | <Null> | Point | <Null> | -117.6467 | 33.5326 | Unknown | L05-489-5 | <Null> | <Null> | <Null> | <Null> | <Null> | <Null> | <Null> | <Null> | <Null> | <Null> | <Null> | <Null> | <Null> | <Null> | <Null> | <Null> | <Null>
379 | <Null> | 18 | 2024-01-09 18:06 | OCENVRESUSER | <Null> | <Null> | 489 | L05 | Verified | Outfall | Orange Co | South | {621383C1-B9F7-4F26-AB81-63A1EFA4FFB4} | Not A Priority | <Null> | <Null> | <Null> | Point | <Null> | -117.6467 | 33.5326 | Unknown | L05-489-6 | <Null> | <Null> | <Null> | <Null> | <Null> | <Null> | <Null> | <Null> | <Null> | <Null> | <Null> | <Null> | <Null> | <Null> | <Null> | <Null> | <Null>
374 | <Null> | 18 | 2024-01-09 18:06 | OCENVRESUSER | <Null> | <Null> | 489 | L05 | Verified | Outfall | Orange Co | South | {EAAA1028-DC1F-4435-AB26-BBC655201D2D} | Not A Priority | <Null> | <Null> | <Null> | Point | <Null> | -117.6482 | 33.5296 | Unknown | L05-489-1 | <Null> | <Null> | <Null> | <Null> | <Null> | <Null> | <Null> | <Null> | <Null> | <Null> | <Null> | <Null> | <Null> | <Null> | <Null> | <Null> | <Null>
375 | <Null> | 24 | 2024-01-09 18:06 | OCENVRESUSER | <Null> | <Null> | 489 | L05 | Verified | Outfall | Orange Co | South | {91C2BCE0-0DAF-4056-9525-9EC4CF8CB242} | Not A Priority | <Null> | <Null> | <Null> | Point | <Null> | -117.6476 | 33.5309 | Unknown | L05-489-2 | <Null> | <Null> | <Null> | <Null> | <Null> | <Null> | <Null> | <Null> | <Null> | <Null> | <Null> | <Null> | <Null> | <Null> | <Null> | <Null> | <Null>
383 | <Null> | 24 | 2024-01-09 18:06 | OCENVRESUSER | <Null> | <Null> | 391 | L01 | Verified | Outfall | Orange Co | South | {2860DD55-5BB4-40C8-88DE-C440E9942955} | Not A Priority | <Null> | <Null> | <Null> | Point | <Null> | -117.5857 | 33.5771 | Unknown | L01-391-2 | <Null> | <Null> | <Null> | <Null> | <Null> | <Null> | <Null> | <Null> | <Null> | <Null> | <Null> | <Null> | <Null> | <Null> | <Null> | <Null> | <Null>
384 | <Null> | 24 | 2024-01-09 18:06 | OCENVRESUSER | <Null> | <Null> | 391 | L01 | Verified | Outfall | Orange Co | South | {4CC28B54-D3D2-4ED3-87D8-AA207CD688CF} | Not A Priority | <Null> | <Null> | <Null> | Point | <Null> | -117.5871 | 33.5782 | Unknown | L01-391-4 | <Null> | <Null> | <Null> | <Null> | <Null> | <Null> | <Null> | <Null> | <Null> | <Null> | <Null> | <Null> | <Null> | <Null> | <Null> | <Null> | <Null>
385 | L07 | 12 | 2024-01-09 18:06 | OCENVRESUSER | <Null> | <Null> | 261 | L01 | Verified | Outfall | Orange Co | South | {EFD1D4D9-ED4C-4AE0-BC5E-1267EF2CAB9D} | Not A Priority | <Null> | <Null> | <Null> | Point | <Null> | -117.5832 | 33.6133 | Unknown | L01-261-2 | <Null> | <Null> | <Null> | <Null> | <Null> | <Null> | <Null> | <Null> | <Null> | <Null> | <Null> | <Null> | <Null> | <Null> | <Null> | <Null> | <Null>
391 | <Null> | 30 | 2024-01-09 18:06 | OCENVRESUSER | <Null> | <Null> | 731 | L01 | Not-Found | Outfall | Rancho Santa Margarita | South | {DFDB4C12-8D9E-4617-AB1A-E44A34B9E60D} | Not A Priority | <Null> | <Null> | <Null> | Point | <Null> | -117.5655 | 33.6322 | Unknown | L01-731-2 | <Null> | <Null> | <Null> | <Null> | <Null> | <Null> | <Null> | <Null> | <Null> | <Null> | <Null> | <Null> | <Null> | <Null> | <Null> | <Null> | <Null>
388 | <Null> | 36 | 2024-01-09 18:06 | OCENVRESUSER | <Null> | <Null> | 223 | L01 | Not-Found | Outfall | Rancho Santa Margarita | South | {14BBF67D-DBFA-42D2-BB07-D2E4AA94820D} | Not A Priority | <Null> | <Null> | <Null> | Point | <Null> | -117.5672 | 33.6231 | Unknown | L01-223-2 | <Null> | <Null> | <Null> | <Null> | <Null> | <Null> | <Null> | <Null> | <Null> | <Null> | <Null> | <Null> | <Null> | <Null> | <Null> | <Null> | <Null>
400 | <Null> | 24 | 2024-01-09 18:06 | OCENVRESUSER | <Null> | <Null> | 418 | L03 | Removed From Inventory | Outfall | Laguna Niguel | South | {2B71D80E-266D-43AB-9749-2A3BE826CC3D} | Not A Priority | <Null> | <Null> | <Null> | Point | <Null> | -117.676 | 33.5571 | Unknown | L03-418-7 | <Null> | <Null> | <Null> | <Null> | <Null> | <Null> | <Null> | <Null> | <Null> | <Null> | <Null> | <Null> | <Null> | <Null> | <Null> | <Null> | <Null>
401 | <Null> | 24 | 2024-01-09 18:06 | OCENVRESUSER | <Null> | <Null> | 708 | L03 | Verified | Outfall | Laguna Niguel | South | {D8A59F16-99EF-4C6A-A50F-DBC4B1755E56} | Not A Priority | <Null> | <Null> | <Null> | Point | <Null> | -117.6771 | 33.5597 | Unknown | L03-708-2 | <Null> | <Null> | <Null> | <Null> | <Null> | <Null> | <Null> | <Null> | <Null> | <Null> | <Null> | <Null> | <Null> | <Null> | <Null> | <Null> | <Null>
415 | <Null> | 24 | 2024-01-09 18:06 | OCENVRESUSER | <Null> | <Null> | 241 | L03 | Verified | Outfall | Mission Viejo | South | {CD209B8D-F31D-4FEA-848C-EA3C550E6FAF} | Not A Priority | <Null> | <Null> | <Null> | Point | <Null> | -117.6502 | 33.6151 | Unknown | L03-241-6 | <Null> | <Null> | <Null> | <Null> | <Null> | <Null> | <Null> | <Null> | <Null> | <Null> | <Null> | <Null> | <Null> | <Null> | <Null> | <Null> | <Null>
411 | <Null> | 18 | 2024-01-09 18:06 | OCENVRESUSER | <Null> | <Null> | 10012 | J01 | Verified | Outfall | Lake Forest | South | {8DBB8194-2D44-4180-92FB-C346F44EA762} | Not A Priority | <Null> | <Null> | <Null> | Point | <Null> | -117.6269 | 33.6706 | Unknown | J01-10012-5 | <Null> | <Null> | <Null> | <Null> | <Null> | <Null> | <Null> | <Null> | <Null> | <Null> | <Null> | <Null> | <Null> | <Null> | <Null> | <Null> | <Null>
17498 | CDC2Added - appears to be duplicate of L01-261-3 | <Null> | 2024-01-09 18:06 | OCENVRESUSER | <Null> | <Null> | 261 | L01 | Removed From Inventory | <Null> | Orange Co | South | {E7443614-C053-4242-8BC7-8C42B659132C} | <Null> | <Null> | <Null> | <Null> | Point | <Null> | -117.5862 | 33.6081 | Unknown | L01-261-4 | <Null> | <Null> | <Null> | <Null> | <Null> | <Null> | <Null> | <Null> | <Null> | <Null> | <Null> | <Null> | <Null> | <Null> | <Null> | <Null> | <Null>
17489 | 361013Added | <Null> | 2024-01-09 18:06 | OCENVRESUSER | <Null> | <Null> | 437 | L03 | Not-Found | <Null> | Laguna Niguel | South | {72EC3077-4E7D-44DF-A6DE-FF678F44770B} | <Null> | <Null> | <Null> | <Null> | Point | <Null> | -117.6739 | 33.5524 | Unknown | L03-437-1 | <Null> | <Null> | <Null> | <Null> | <Null> | <Null> | <Null> | <Null> | <Null> | <Null> | <Null> | <Null> | <Null> | <Null> | <Null> | <Null> | <Null>
17493 | CDC11Added | <Null> | 2024-01-09 18:06 | OCENVRESUSER | <Null> | <Null> | 350 | L01 | Verified | Manhole | Orange Co | South | {C5749266-B05D-4374-B027-2414A319454D} | <Null> | <Null> | <Null> | <Null> | Point | <Null> | -117.5856 | 33.5818 | Unknown | L01-350-1 | <Null> | <Null> | <Null> | <Null> | <Null> | <Null> | <Null> | <Null> | <Null> | <Null> | <Null> | <Null> | <Null> | <Null> | <Null> | <Null> | <Null>
501 | <Null> | 96 | 2024-01-09 18:06 | OCENVRESUSER | <Null> | <Null> | 29 | M02 | Not-Found | Culvert | San Clemente | South | {2570967D-6C23-44B4-AB5D-F61D11FE7659} | Not A Priority | <Null> | <Null> | <Null> | Point | <Null> | -117.6022 | 33.4641 | Unknown | M02-029-1 | <Null> | <Null> | <Null> | <Null> | <Null> | <Null> | <Null> | <Null> | <Null> | <Null> | <Null> | <Null> | <Null> | <Null> | <Null> | <Null> | <Null>
15716 | SC-Fortuna; (Ave Fortuna and Portico del Sur in San Clemente) | 60 | 2024-01-09 18:06 | OCENVRESUSER | <Null> | <Null> | 88 | M01 | Verified | Manhole | San Clemente | South | {8624483B-B427-44C6-9F2A-827B2137D948} | Not A Priority | <Null> | 2017-02-23 | 2017-08-03 | Point | <Null> | -117.6371 | 33.47 | Yes | M01-088-1 | <Null> | <Null> | 4 | 0.021574 | Below Average Discharge | 0.74675 | 0.06 | 3.6775 | 0.082403 | 0.144 | 0.021574 | <Null> | <Null> | <Null> | <Null> | Yes | <Null>
15717 | San Juan Creek Dana Point | <Null> | 2024-01-09 18:06 | OCENVRESUSER | <Null> | <Null> | 613 | L01 | Removed From Inventory | Outfall | Dana Point | South | {4D15AE28-ACF8-4366-A7E4-D3975D42BAB2} | <Null> | Complete | 2017-09-07 | 2017-11-16 | Point | <Null> | -117.6794 | 33.4691 | Unknown | L01-613-2 | <Null> | <Null> | <Null> | <Null> | <Null> | <Null> | <Null> | <Null> | <Null> | <Null> | <Null> | <Null> | <Null> | <Null> | <Null> | <Null> | <Null>
15720 | MVL02P14 | <Null> | 2024-01-09 18:06 | OCENVRESUSER | <Null> | <Null> | 366 | L02 | Removed From Inventory | Outfall | Mission Viejo | South | {4EC1AA6C-0E21-4E2B-A323-818CF6A271CC} | <Null> | Complete | 2017-08-08 | 2017-11-27 | Point | <Null> | -117.6511 | 33.5701 | Unknown | L02-366-2 (MVL02P14) | <Null> | <Null> | <Null> | <Null> | <Null> | <Null> | <Null> | <Null> | <Null> | <Null> | <Null> | <Null> | <Null> | <Null> | <Null> | <Null> | <Null>
15728 | VICTRA u/s P | 27 | 2024-01-09 18:06 | OCENVRESUSER | <Null> | <Null> | 11021 | I01 | Verified | Manhole | Laguna Beach | South | {613D317B-0A31-4B49-B4A0-85440B25AA42} | <Null> | Deployed | 2017-02-01 | <Null> | Point | <Null> | -117.7826 | 33.5416 | Yes | I01-11021-1 | <Null> | <Null> | 6 | 0.09 | 20% Or More Above Average Discharge | 0.78333 | 0.085833 | 24 | 0.028629 | 0.09 | 0.002 | <Null> | <Null> | <Null> | <Null> | Yes | <Null>
17543 | L02-serraAdded | <Null> | 2024-01-09 18:06 | OCENVRESUSER | <Null> | <Null> | 524 | L02 | Not-Found | Outfall | San Juan Capistrano | South | {BAC1454B-1406-414A-8853-3421D543F2A9} | <Null> | <Null> | <Null> | <Null> | Point | <Null> | -117.671 | 33.52 | Unknown | L02-524-1 | <Null> | <Null> | <Null> | <Null> | <Null> | <Null> | <Null> | <Null> | <Null> | <Null> | <Null> | <Null> | <Null> | <Null> | <Null> | <Null> | <Null>
105 | <Null> | 24 | 2024-01-09 18:06 | OCENVRESUSER | <Null> | <Null> | 11503 | I01 | Verified | Outfall | Aliso Viejo | South | {DC6652FF-B6B9-477F-B8FC-2544DA8985BA} | Not A Priority | <Null> | <Null> | <Null> | Point | <Null> | -117.7494 | 33.5937 | Unknown | I01-11503-1 | <Null> | <Null> | <Null> | <Null> | <Null> | <Null> | <Null> | <Null> | <Null> | <Null> | <Null> | <Null> | <Null> | <Null> | <Null> | <Null> | <Null>
123 | <Null> | 30 | 2024-01-09 18:06 | OCENVRESUSER | <Null> | <Null> | 11502 | I01 | Verified | Outfall | Aliso Viejo | South | {70EE0AAA-D500-4075-9013-822E6A859B00} | Not A Priority | <Null> | <Null> | <Null> | Point | <Null> | -117.748 | 33.5973 | Unknown | I01-11502-2 | <Null> | <Null> | <Null> | <Null> | <Null> | <Null> | <Null> | <Null> | <Null> | <Null> | <Null> | <Null> | <Null> | <Null> | <Null> | <Null> | <Null>
121 | <Null> | 30 | 2024-01-09 18:06 | OCENVRESUSER | <Null> | <Null> | 11109 | I01 | Not-Found | Outfall | Laguna Beach | South | {2EB8A685-290A-4ED8-B24F-0FA0D91C0A22} | Not A Priority | <Null> | <Null> | <Null> | Point | <Null> | -117.7628 | 33.5714 | Unknown | I01-11109-1 | <Null> | <Null> | <Null> | <Null> | <Null> | <Null> | <Null> | <Null> | <Null> | <Null> | <Null> | <Null> | <Null> | <Null> | <Null> | <Null> | <Null>
40 | <Null> | 18 | 2024-01-09 18:06 | OCENVRESUSER | <Null> | <Null> | 9144 | J01 | Verified | Outfall | Aliso Viejo | South | {8CD95760-1A01-4B7C-B21E-1F16C78F6B04} | Not A Priority | <Null> | <Null> | <Null> | Point | <Null> | -117.7184 | 33.5558 | Unknown | J01-9144-3 | <Null> | <Null> | <Null> | <Null> | <Null> | <Null> | <Null> | <Null> | <Null> | <Null> | <Null> | <Null> | <Null> | <Null> | <Null> | <Null> | <Null>
51 | <Null> | 30 | 2024-01-09 18:06 | OCENVRESUSER | <Null> | <Null> | 9066 | J01 | Verified | Outfall | Lake Forest | South | {EA507FFF-90B9-4B7C-A25C-4FCAE97A9C80} | Not A Priority | <Null> | <Null> | <Null> | Point | <Null> | -117.6929 | 33.611 | Unknown | J01-9066-3 | <Null> | <Null> | <Null> | <Null> | <Null> | <Null> | <Null> | <Null> | <Null> | <Null> | <Null> | <Null> | <Null> | <Null> | <Null> | <Null> | <Null>
62 | <Null> | 24 | 2024-01-09 18:06 | OCENVRESUSER | <Null> | <Null> | 9275 | J01 | Verified | Outfall | Lake Forest | South | {A5E8D0C5-CF35-493E-82CF-D79551B6F3B7} | Not A Priority | <Null> | <Null> | <Null> | Point | <Null> | -117.6608 | 33.6522 | Unknown | J01-9275-3 | <Null> | <Null> | <Null> | <Null> | <Null> | <Null> | <Null> | <Null> | <Null> | <Null> | <Null> | <Null> | <Null> | <Null> | <Null> | <Null> | <Null>
63 | <Null> | 36 | 2024-01-09 18:06 | OCENVRESUSER | <Null> | <Null> | 10012 | J01 | Not-Found | Outfall | Mission Viejo | South | {8CBE211E-6B2C-4F44-8B05-03474A9B0641} | Not A Priority | <Null> | <Null> | <Null> | Point | <Null> | -117.6301 | 33.6661 | Unknown | J01-10012-1 | <Null> | <Null> | <Null> | <Null> | <Null> | <Null> | <Null> | <Null> | <Null> | <Null> | <Null> | <Null> | <Null> | <Null> | <Null> | <Null> | <Null>
64 | <Null> | 36 | 2024-01-09 18:06 | OCENVRESUSER | <Null> | <Null> | 10012 | J01 | Not-Found | Outfall | Mission Viejo | South | {A74B2733-CDCA-49F9-A1B8-23D6F9A2AF46} | Not A Priority | <Null> | <Null> | <Null> | Point | <Null> | -117.6289 | 33.6679 | Unknown | J01-10012-2 | <Null> | <Null> | <Null> | <Null> | <Null> | <Null> | <Null> | <Null> | <Null> | <Null> | <Null> | <Null> | <Null> | <Null> | <Null> | <Null> | <Null>
54 | Overflow for storm flow (90% of time it is closed) - no need to inspect | 30 | 2024-01-09 18:06 | OCENVRESUSER | <Null> | <Null> | 9359 | J01 | Removed From Inventory | Outfall | Lake Forest | South | {3331432E-118F-4592-A1B3-BE999F86DE7A} | Not A Priority | <Null> | <Null> | <Null> | Point | <Null> | -117.6893 | 33.6228 | Unknown | J01-9359-2 | <Null> | <Null> | <Null> | <Null> | <Null> | <Null> | <Null> | <Null> | <Null> | <Null> | <Null> | <Null> | <Null> | <Null> | <Null> | <Null> | <Null>
55 | <Null> | 18 | 2024-01-09 18:06 | OCENVRESUSER | <Null> | <Null> | 9058 | J01 | Verified | Outfall | Lake Forest | South | {E1103331-8036-4F77-BC91-180C7034DBA9} | Not A Priority | <Null> | <Null> | <Null> | Point | <Null> | -117.6846 | 33.6269 | Unknown | J01-9058-1 | <Null> | <Null> | <Null> | <Null> | <Null> | <Null> | <Null> | <Null> | <Null> | <Null> | <Null> | <Null> | <Null> | <Null> | <Null> | <Null> | <Null>
66 | <Null> | 36 | 2024-01-09 18:06 | OCENVRESUSER | <Null> | <Null> | 9033 | J01 | Not-Found | Outfall | Lake Forest | South | {4609DC4C-E5D6-419D-B11C-B08C7DE7B617} | Not A Priority | <Null> | <Null> | <Null> | Point | <Null> | -117.6257 | 33.6722 | Unknown | J01-9033-2 | <Null> | <Null> | <Null> | <Null> | <Null> | <Null> | <Null> | <Null> | <Null> | <Null> | <Null> | <Null> | <Null> | <Null> | <Null> | <Null> | <Null>
82 | <Null> | 24 | 2024-01-09 18:06 | OCENVRESUSER | <Null> | <Null> | 9096 | J01 | Verified | Outfall | Laguna Hills | South | {4B2C9487-5D2A-4621-84C2-0379A8F697D5} | Not A Priority | <Null> | <Null> | <Null> | Point | <Null> | -117.7092 | 33.5807 | Unknown | J01-9096-1 | <Null> | <Null> | <Null> | <Null> | <Null> | <Null> | <Null> | <Null> | <Null> | <Null> | <Null> | <Null> | <Null> | <Null> | <Null> | <Null> | <Null>
37 | J01TBN7 | 18 | 2024-01-09 18:06 | OCENVRESUSER | <Null> | <Null> | 9224 | J01 | Verified | Outfall | Aliso Viejo | South | {DC61B3B6-6D40-47F8-92D7-8FE7CB907294} | Not A Priority | <Null> | <Null> | <Null> | Point | <Null> | -117.7166 | 33.5611 | Unknown | J01-9224-3 (J01TBN7) | <Null> | <Null> | <Null> | <Null> | <Null> | <Null> | <Null> | <Null> | <Null> | <Null> | <Null> | <Null> | <Null> | <Null> | <Null> | <Null> | <Null>
2 | <Null> | <Null> | 2024-01-09 18:06 | OCENVRESUSER | <Null> | <Null> | 9364 | J01 | Not-Found | Outfall | Orange Co | South | {B505EE57-E554-47FD-BAEF-02EE63B94683} | Not A Priority | <Null> | <Null> | <Null> | Point | <Null> | -117.7224 | 33.5494 | Unknown | J01-9364-1 | <Null> | <Null> | <Null> | <Null> | <Null> | <Null> | <Null> | <Null> | <Null> | <Null> | <Null> | <Null> | <Null> | <Null> | <Null> | <Null> | <Null>
42 | <Null> | 18 | 2024-01-09 18:06 | OCENVRESUSER | <Null> | <Null> | 9144 | J01 | Verified | Outfall | Laguna Niguel | South | {E435F82E-ECA0-4BFB-A8EB-0142E98A9855} | Not A Priority | <Null> | <Null> | <Null> | Point | <Null> | -117.7189 | 33.555 | Unknown | J01-9144-2 | <Null> | <Null> | <Null> | <Null> | <Null> | <Null> | <Null> | <Null> | <Null> | <Null> | <Null> | <Null> | <Null> | <Null> | <Null> | <Null> | <Null>
43 | <Null> | 18 | 2024-01-09 18:06 | OCENVRESUSER | <Null> | <Null> | 10041 | J01 | Verified | Outfall | Laguna Niguel | South | {F1A86142-DBA4-42BB-8221-72A6C95051FD} | Not A Priority | <Null> | <Null> | <Null> | Point | <Null> | -117.7186 | 33.5549 | Unknown | J01-10041-1 | <Null> | <Null> | <Null> | <Null> | <Null> | <Null> | <Null> | <Null> | <Null> | <Null> | <Null> | <Null> | <Null> | <Null> | <Null> | <Null> | <Null>
44 | <Null> | <Null> | 2024-01-09 18:06 | OCENVRESUSER | <Null> | <Null> | 9096 | J01 | Not-Found | Outfall | Laguna Hills | South | {7824354E-0097-4F6A-AAB4-C94D938C0884} | Not A Priority | <Null> | <Null> | <Null> | Point | <Null> | -117.7082 | 33.5828 | Unknown | J01-9096-2 | <Null> | <Null> | <Null> | <Null> | <Null> | <Null> | <Null> | <Null> | <Null> | <Null> | <Null> | <Null> | <Null> | <Null> | <Null> | <Null> | <Null>
45 | <Null> | 24 | 2024-01-09 18:06 | OCENVRESUSER | <Null> | <Null> | 9096 | J01 | Not-Found | Outfall | Laguna Hills | South | {1413D2C3-58DC-45F2-B8AA-D5392651E317} | Not A Priority | <Null> | <Null> | <Null> | Point | <Null> | -117.7078 | 33.583 | Unknown | J01-9096-3 | <Null> | <Null> | <Null> | <Null> | <Null> | <Null> | <Null> | <Null> | <Null> | <Null> | <Null> | <Null> | <Null> | <Null> | <Null> | <Null> | <Null>
35 | J01TBN5 | 15 | 2024-01-09 18:06 | OCENVRESUSER | <Null> | <Null> | 10018 | J01 | Verified | Outfall | Aliso Viejo | South | {15C5F8AF-5C9F-49A2-B6CA-F2EC6030B5F9} | Not A Priority | <Null> | <Null> | <Null> | Point | <Null> | -117.718 | 33.5688 | Unknown | J01-10018-1 (J01TBN5) | <Null> | <Null> | <Null> | <Null> | <Null> | <Null> | <Null> | <Null> | <Null> | <Null> | <Null> | <Null> | <Null> | <Null> | <Null> | <Null> | <Null>
28 | <Null> | 30 | 2024-01-09 18:06 | OCENVRESUSER | <Null> | <Null> | 9048 | J01 | Verified | Outfall | Lake Forest | South | {19DDAD1C-5EA4-48A5-A6BA-E9E51C3D07EA} | Not A Priority | <Null> | <Null> | <Null> | Point | <Null> | -117.666 | 33.6447 | Unknown | J01-9048-1 | <Null> | <Null> | <Null> | <Null> | <Null> | <Null> | <Null> | <Null> | <Null> | <Null> | <Null> | <Null> | <Null> | <Null> | <Null> | <Null> | <Null>
205 | Daylight of Salt Creek | <Null> | 2024-01-09 18:06 | OCENVRESUSER | 10 | 14 | 12046 | K01 | Un-Verified | Box | Dana Point | South | {B670B1C1-9A04-4233-B5E3-EF657E8E2968} | Not A Priority | <Null> | <Null> | <Null> | Point | <Null> | -117.7174 | 33.4923 | Unknown | K01-12046-2 | <Null> | <Null> | <Null> | <Null> | <Null> | <Null> | <Null> | <Null> | <Null> | <Null> | <Null> | <Null> | <Null> | <Null> | <Null> | <Null> | <Null>
206 | <Null> | <Null> | 2024-01-09 18:06 | OCENVRESUSER | 6 | 12 | 12046 | K01 | Un-Verified | Box | Dana Point | South | {24A255AF-C060-4870-84D4-B5B319BEB2F7} | Not A Priority | <Null> | <Null> | <Null> | Point | <Null> | -117.7174 | 33.4923 | Unknown | K01-12046-3 | <Null> | <Null> | <Null> | <Null> | <Null> | <Null> | <Null> | <Null> | <Null> | <Null> | <Null> | <Null> | <Null> | <Null> | <Null> | <Null> | <Null>
213 | <Null> | 33 | 2024-01-09 18:06 | OCENVRESUSER | <Null> | <Null> | 12156 | K01 | Not-Found | Outfall | Laguna Niguel | South | {5AD28A9D-830F-4194-BB52-08AD250EF239} | Not A Priority | <Null> | <Null> | <Null> | Point | <Null> | -117.7117 | 33.5033 | Unknown | K01-12156-2 | <Null> | <Null> | <Null> | <Null> | <Null> | <Null> | <Null> | <Null> | <Null> | <Null> | <Null> | <Null> | <Null> | <Null> | <Null> | <Null> | <Null>
201 | <Null> | <Null> | 2024-01-09 18:06 | OCENVRESUSER | 4 | 3.4 | 12131 | DP02 | Not-Found | Box | Laguna Beach | South | {7E85DDAA-CD3F-482E-A911-5A9143B073EB} | Not A Priority | <Null> | <Null> | <Null> | Point | <Null> | -117.7483 | 33.5054 | Unknown | DP02-12131-1 | <Null> | <Null> | <Null> | <Null> | <Null> | <Null> | <Null> | <Null> | <Null> | <Null> | <Null> | <Null> | <Null> | <Null> | <Null> | <Null> | <Null>
190 | <Null> | 30 | 2024-01-09 18:06 | OCENVRESUSER | <Null> | <Null> | 541 | L02 | Not-Found | Outfall | San Juan Capistrano | South | {9B137065-873A-458C-A254-D80DF373BFD0} | Not A Priority | <Null> | <Null> | <Null> | Point | <Null> | -117.666 | 33.4993 | Unknown | L02-541-4 | <Null> | <Null> | <Null> | <Null> | <Null> | <Null> | <Null> | <Null> | <Null> | <Null> | <Null> | <Null> | <Null> | <Null> | <Null> | <Null> | <Null>
182 | <Null> | 48 | 2024-01-09 18:06 | OCENVRESUSER | <Null> | <Null> | 766 | L01 | Not-Found | Outfall | San Juan Capistrano | South | {713F280E-D60D-457F-AD68-B773F3C5CDDF} | Not A Priority | <Null> | <Null> | <Null> | Point | <Null> | -117.6642 | 33.491 | Unknown | L01-766-6 | <Null> | <Null> | <Null> | <Null> | <Null> | <Null> | <Null> | <Null> | <Null> | <Null> | <Null> | <Null> | <Null> | <Null> | <Null> | <Null> | <Null>
179 | <Null> | 48 | 2024-01-09 18:06 | OCENVRESUSER | <Null> | <Null> | 501 | L05 | Not-Found | Outfall | San Juan Capistrano | South | {A19EAA15-EFE3-4256-BE52-69B21F7C5819} | Not A Priority | <Null> | <Null> | <Null> | Point | <Null> | -117.6488 | 33.5239 | Unknown | L05-501-1 | <Null> | <Null> | <Null> | <Null> | <Null> | <Null> | <Null> | <Null> | <Null> | <Null> | <Null> | <Null> | <Null> | <Null> | <Null> | <Null> | <Null>
180 | <Null> | 30 | 2024-01-09 18:06 | OCENVRESUSER | <Null> | <Null> | 501 | L05 | Not-Found | Outfall | San Juan Capistrano | South | {C67D9F1A-CDF8-4F03-A0B0-9EAF87AA4EAF} | Not A Priority | <Null> | <Null> | <Null> | Point | <Null> | -117.6477 | 33.5245 | Unknown | L05-501-2 | <Null> | <Null> | <Null> | <Null> | <Null> | <Null> | <Null> | <Null> | <Null> | <Null> | <Null> | <Null> | <Null> | <Null> | <Null> | <Null> | <Null>
334 | <Null> | 36 | 2024-01-09 18:06 | OCENVRESUSER | <Null> | <Null> | 759 | L01 | Not-Found | Outfall | Orange Co | South | {2E24674E-BDF8-412B-A10F-E8616BC1AF9F} | Not A Priority | <Null> | <Null> | <Null> | Point | <Null> | -117.5858 | 33.5779 | Unknown | L01-759-1 | <Null> | <Null> | <Null> | <Null> | <Null> | <Null> | <Null> | <Null> | <Null> | <Null> | <Null> | <Null> | <Null> | <Null> | <Null> | <Null> | <Null>
338 | <Null> | 30 | 2024-01-09 18:06 | OCENVRESUSER | <Null> | <Null> | 733 | L01 | Verified | Outfall | Orange Co | South | {917B5370-F86B-489D-BD0F-179C0384E59A} | Not A Priority | <Null> | <Null> | <Null> | Point | <Null> | -117.5814 | 33.6199 | Unknown | L01-733-3 | <Null> | <Null> | <Null> | <Null> | <Null> | <Null> | <Null> | <Null> | <Null> | <Null> | <Null> | <Null> | <Null> | <Null> | <Null> | <Null> | <Null>
339 | <Null> | 42 | 2024-01-09 18:06 | OCENVRESUSER | <Null> | <Null> | 733 | L01 | Not-Found | Outfall | Orange Co | South | {A87A5220-D180-4962-B8B8-18F438002A57} | Not A Priority | <Null> | <Null> | <Null> | Point | <Null> | -117.5827 | 33.6185 | Unknown | L01-733-1 | <Null> | <Null> | <Null> | <Null> | <Null> | <Null> | <Null> | <Null> | <Null> | <Null> | <Null> | <Null> | <Null> | <Null> | <Null> | <Null> | <Null>
331 | <Null> | 36 | 2024-01-09 18:06 | OCENVRESUSER | <Null> | <Null> | 760 | L01 | Not-Found | Outfall | Orange Co | South | {7548239B-81D0-40C7-AC0D-4C47127517BF} | Not A Priority | <Null> | <Null> | <Null> | Point | <Null> | -117.5862 | 33.5678 | Unknown | L01-760-3 | <Null> | <Null> | <Null> | <Null> | <Null> | <Null> | <Null> | <Null> | <Null> | <Null> | <Null> | <Null> | <Null> | <Null> | <Null> | <Null> | <Null>
294 | <Null> | 18 | 2024-01-09 18:06 | OCENVRESUSER | <Null> | <Null> | 9022 | J07 | Verified | Outfall | Mission Viejo | South | {90595FF5-C65A-4F11-82B8-517DB4EBAD80} | Not A Priority | <Null> | <Null> | <Null> | Point | <Null> | -117.6662 | 33.6289 | Unknown | J07-9022-3 | <Null> | <Null> | <Null> | <Null> | <Null> | <Null> | <Null> | <Null> | <Null> | <Null> | <Null> | <Null> | <Null> | <Null> | <Null> | <Null> | <Null>
319 | <Null> | 36 | 2024-01-09 18:06 | OCENVRESUSER | <Null> | <Null> | 172 | L03 | Not-Found | Outfall | Mission Viejo | South | {DDA4CD89-50EF-4CA3-8066-D66F214F69BC} | Not A Priority | <Null> | <Null> | <Null> | Point | <Null> | -117.6393 | 33.6493 | Unknown | L03-172-1 | <Null> | <Null> | <Null> | <Null> | <Null> | <Null> | <Null> | <Null> | <Null> | <Null> | <Null> | <Null> | <Null> | <Null> | <Null> | <Null> | <Null>
313 | L03P16 - upstream underground | 60 | 2024-01-09 18:06 | OCENVRESUSER | <Null> | <Null> | 662 | L03 | Not-Found | <Null> | Mission Viejo | South | {5B4EA132-4071-4064-863C-90EBA509424D} | Not A Priority | <Null> | <Null> | <Null> | Point | <Null> | -117.6482 | 33.6247 | Unknown | L03-662-2 | <Null> | <Null> | <Null> | <Null> | <Null> | <Null> | <Null> | <Null> | <Null> | <Null> | <Null> | <Null> | <Null> | <Null> | <Null> | <Null> | <Null>
317 | <Null> | 30 | 2024-01-09 18:06 | OCENVRESUSER | <Null> | <Null> | 73 | L03 | Not-Found | Outfall | Mission Viejo | South | {E1C843B7-7581-42CA-9FA8-3E7B7B780C63} | Not A Priority | <Null> | <Null> | <Null> | Point | <Null> | -117.6396 | 33.6424 | Unknown | L03-073-1 | <Null> | <Null> | <Null> | <Null> | <Null> | <Null> | <Null> | <Null> | <Null> | <Null> | <Null> | <Null> | <Null> | <Null> | <Null> | <Null> | <Null>
305 | <Null> | 30 | 2024-01-09 18:06 | OCENVRESUSER | <Null> | <Null> | 281 | L03 | Verified | Outfall | Mission Viejo | South | {F9284661-B952-4BE6-ACAC-F7E957C6BFBA} | Not A Priority | <Null> | <Null> | <Null> | Point | <Null> | -117.6521 | 33.6029 | Unknown | L03-281-1 | <Null> | <Null> | <Null> | <Null> | <Null> | <Null> | <Null> | <Null> | <Null> | <Null> | <Null> | <Null> | <Null> | <Null> | <Null> | <Null> | <Null>
306 | <Null> | 30 | 2024-01-09 18:06 | OCENVRESUSER | <Null> | <Null> | 281 | L03 | Verified | Outfall | Mission Viejo | South | {F417329A-CDD6-41CE-814F-775B32122F8E} | Not A Priority | <Null> | <Null> | <Null> | Point | <Null> | -117.6502 | 33.6044 | Unknown | L03-281-2 | <Null> | <Null> | <Null> | <Null> | <Null> | <Null> | <Null> | <Null> | <Null> | <Null> | <Null> | <Null> | <Null> | <Null> | <Null> | <Null> | <Null>
307 |  | 30 | 2024-01-09 18:06 | OCENVRESUSER | <Null> | <Null> | 241 | L03 | Verified | Outfall | Mission Viejo | South | {A1E0F4A2-2A73-42F4-93E2-4868F9F48C0D} | Not A Priority | <Null> | <Null> | <Null> | Point | <Null> | -117.6495 | 33.6077 | Unknown | L03-241-2 | <Null> | <Null> | <Null> | <Null> | <Null> | <Null> | <Null> | <Null> | <Null> | <Null> | <Null> | <Null> | <Null> | <Null> | <Null> | <Null> | <Null>
308 |  | 30 | 2024-01-09 18:06 | OCENVRESUSER | <Null> | <Null> | 241 | L03 | Verified | Outfall | Mission Viejo | South | {0E5EB5BE-173A-4B4D-BB26-0196434D9B3A} | Not A Priority | <Null> | <Null> | <Null> | Point | <Null> | -117.6496 | 33.6077 | Unknown | L03-241-1 | <Null> | <Null> | <Null> | <Null> | <Null> | <Null> | <Null> | <Null> | <Null> | <Null> | <Null> | <Null> | <Null> | <Null> | <Null> | <Null> | <Null>
309 | L03P27 | 48 | 2024-01-09 18:06 | OCENVRESUSER | <Null> | <Null> | 241 | L03 | Not-Found | Outfall | Mission Viejo | South | {6FB4D50A-273C-4452-97C7-A30CA066380D} | Not A Priority | <Null> | <Null> | <Null> | Point | <Null> | -117.65 | 33.6131 | Unknown | L03-241-5 (L03P27) | <Null> | <Null> | <Null> | <Null> | <Null> | <Null> | <Null> | <Null> | <Null> | <Null> | <Null> | <Null> | <Null> | <Null> | <Null> | <Null> | <Null>
22790 | <Null> | 42 | 2024-01-09 18:06 | OCENVRESUSER | <Null> | <Null> | 77 | M02 | Removed From Inventory | Outfall | San Clemente | South | {0F919B1B-9FD4-42F8-97E7-7579495B84D1} | <Null> | <Null> | <Null> | <Null> | Point | <Null> | -117.5986 | 33.4769 | Unknown | M02-077-1 | <Null> | <Null> | 3 | <Null> | <Null> | 0.3 | 0.01 | 55 | 0.0008 | 0.0016 | 0 | <Null> | <Null> | <Null> | <Null> | <Null> | <Null>
23996 | Montage | 24 | 2024-01-09 18:06 | OCENVRESUSER | <Null> | <Null> | 11017 | LC05 | Verified | Outfall | Laguna Beach | South | {399C260D-D7CD-47F3-8C04-CFDA98A10BC2} | <Null> | <Null> | <Null> | <Null> | Point | <Null> | -117.7575 | 33.5137 | Unknown | LC05-11017-3 | <Null> | <Null> | <Null> | <Null> | <Null> | <Null> | <Null> | <Null> | <Null> | <Null> | <Null> | <Null> | <Null> | <Null> | <Null> | <Null> | <Null>
23997 | <Null> | 30 | 2024-01-09 18:06 | OCENVRESUSER | <Null> | <Null> | 9109 | J07 | Verified | Outfall | Mission Viejo | South | {7A57A51D-CD0E-41F1-A8DA-144820EE93FB} | <Null> | <Null> | <Null> | <Null> | Point | <Null> | -117.6749 | 33.6266 | Unknown | J07-9019-5 | <Null> | <Null> | <Null> | <Null> | <Null> | <Null> | <Null> | <Null> | <Null> | <Null> | <Null> | <Null> | <Null> | <Null> | <Null> | <Null> | <Null>